## Overview
Commercial Sector Distributed Generation Technology Attributes and Cost Data
This workbook provides detailed technology attributes for distributed or behind-the-meter (BTM) solar photovoltaic (PV) systems, battery energy storage (BES) systems, combined solar + storage systems, distributed wind, fuel cell, and CHP systems representative commercial installations. Detailed descriptions of the approaches used to gather, estimate, and calculate relevant system attributes and costs are provided in the accompanying report document. The section below provides an overview of the individual worksheets used to compile and calculate all attribute and cost data. All costs are in real 2022 dollars, and data sources are provided on individual worksheets where applicable.
Name | Type | Description
Data Dictionary | Variable Summary Sheet | Dictionary of all variables contained in "Summary" Data Sheets, including variables names (used for mapping), definitions, and other relevant information
Tables | Tables linked to report | All relevant commercial tables contained within the larger report
Charts | Report Charts & Data | All underlying data and charts/figures contained in the report (with associated titles)
Summary - United States | Summary Data Sheets (contains lookups) | Separate summary data sheet for each technology containing all technology attributes and cost data for each technology configuration for the entire United States
Tech Attributes 2012-2022 | Detailed Current or Historical Dataset | Separate data sheets for individual technologies containing detailed technology attributes (capacity factor, degradation, system sizes, etc.), by state, year, and technology configuration
Price Indexes | Supplementary Data/Information Sheets | GDP chain-type price index for cost conversions to current year (2022) dollars
Wages | Supplementary Data/Information Sheets | Historical wage data by state for relevant job types, used to scale specific cost categories by state and year
Sales Taxes | Supplementary Data/Information Sheets | Historical sales tax data by state, used to scale specific cost categories by state and year, where appropriate

## Data Dictionary
Data Dictionary | The following list identifies all summary variables included in the individual technology summary sheets, and provides a general description of the variable or how the it is used in the conext of this workbook or as an input to NEMS modeling. Description of each variables units are also provided (where applicable). There are additional cost columns included in each summary sheet not used directly for NEMS mapping, but are included for aid in calculations or for reference (see description provided below).
Variable Name | Description | Units
Equip_Name | Technology equipment name used in mapping (i.e., Solar_PV), including additional tags (i.e., Solar_PV_Med, Fuel_Cell_Com) for sector or size bin to ensure each technology, sector, size permutation has only one Equip_Name variable used in mapping | -
Fuel_Type | The fuel type used by the technology, where: 0 = Renewable, 2 = Natural Gas, 3 = Distillate Fuel Oil | -
State | The state for each technology permutation ("US" is used to indiciate cost and performance data that is based on an average system installed in the U.S., whereas individual state data is provided for only solar and storage systems) | -
Sector | The sector associated with each technology permutation (Commercial, Residential, Industrial) | -
Size Bin | The size bin of each technology permutation used primarily differentiate between different capacities within the same technology | -
Configuration | The configurtion of each technology or combination or techologies (i.e., Solar + Storage (New) vs. Solar (standalone) | -
Technology | Name of individual technology used to identify summary cost and performance data | -
NEMS File | Name of NEMS file used in mapping (rsgentk.txt for residential or ksgentk.txt for commercial) | -
First_Year | First year of analysis (same as last year, characterized by historical data year (2015-2022 for residential equipment and 2012-2022 for commercial equipment) | Year
Last_Year | Last year of analysis (same as first year, characterized by historical data year (2015-2022 for residential equipment and 2012-2022 for commercial equipment) | Year
Avg_kW | Typical output capacity (kW) for each individual technology (either kW-DC for solar and storage technologies, and kW-AC for all other technologies) | kW-DC for solar and storage systems, and kW-AC for all other technologies
Avg_kWh | Energy capacity for energy storage technology permutations (rated battery energy capacity) | kWh-DC
Capacity_Factor | Average annual capacity factor | %
Elec_Eff (Wind_Cap_Fac) | Electrical conversion efficiency for all technologies except wind (represents capacity factor for distributed wind systems) | %
System_Eff | Total system efficiency | %
Heat_Rec_Eff | Heat recovery efficiency, or the waste heat recovery factor for technologies that burn fuel (not applicable to solar PV, storage, and wind technologies) | %
Electric_HR | Electric heat rate (in higher heating value (HHV), applicable only to CHP systems) indicating the Btu of fuel consumed compared to the total kWh of power generated by the system | Btu/kWh
Net_HR | Net heat rate (applicable only to CHP systems) indicating the Btu of fuel consumed compared to the total kWh of power and usefal thermal energy generated by the system | Btu/kWh
Thermal_Output | The net useful thermal output (steam, hot water, etc.) of the CHP system | MMBtu/hr
Loss_Fac | System loss factor (%), accounting for conversion losses for systems that are rated “at the unit” rather than per available alternating current wattage | %
Degr_Fac1 | First year annual degradation factor (%), indicating the degradation of conversion efficiency for each technology in year 1 | %
Degr_Fac | Annual degradation factor (%), indicating the degradation of conversion efficiency for each technology in after year 1, assuming linear system degradation | %
Avail | Total annual system availability, incorporating anticipated downtime for system O&M (if applicable) and unplanned outages | %
ILR | Inverter loading ratio or the ratio of installed DC capacity to the inverter's AC power rating (only applicable to solar PV technologies) | -
Annual_Hours | Annual hours of system operation | Hours
Eq_Life | Equipment life (years) for all major components of each technology | Years
Install_Cost | Total installed cost per kW-DC or kW-AC system capacity (includes all equipment, installation, and other costs) | $/kW-DC for solar and storage systems, and $/kW-AC for all other technologies
Equip_Cost | Total equipment cost per kW-DC or kW-AC system capacity (includes only relevant equipment and hardware costs) | $/kW-DC for solar and storage systems, and $/kW-AC for all other technologies
Additional Costs Columns | Additional cost columns are included for each technology to aid in calculations and for reference to total installed costs and total equipment costs. These are identified in grey text and italic font. | $/kW-DC for solar and storage systems, and $/kW-AC for all other technologies
Annual_Maint_Cost | Annual fixed ($/kW) and variable ($/kWh) maintenance costs | $/kW-DC for solar and storage technologies, and $/kW-AC or $/kWh-AC for all other technologies
IntervalYr | The invertal (in years) of major system overhauls or parts replacement required to maintain system normal operation for the expectd equipment life (any major consumable parts that might be swapped before complete system is replaced) | Years
IntervalCost | The cost of major system overhauls or parts replacement indicated by the "IntervalYr" variable | $/kW-DC for solar and storage systems, and $/kW-AC for all other technologies

## Tables
Table 2 3. Commercial solar PV system performance attributes for median representative system capacity
Year | Rep. System Capacity | Module Efficiency | Inverter Efficiency | Capacity Factor | Year One Degradation | Average Annual Degradation | Average Annual System Losses
2012 | 28.2583 | 19.8% | 95.9% | 17.47% | 97.02% | 99.15% | 14%
2013 | 31.2403 | 19.8% | 96.8% | 17.49% | 97.2% | 99.2% | 14%
2014 | 28.9683 | 19.8% | 97.5% | 17.52% | 97.37% | 99.25% | 14%
2015 | 27.4063 | 20% | 98% | 17.55% | 97.72% | 99.35% | 14%
2016 | 27.6903 | 20% | 98% | 17.57% | 97.72% | 99.35% | 14%
2017 | 32.3764 | 20.2% | 98% | 17.59% | 97.72% | 99.35% | 14%
2018 | 32.8024 | 20.2% | 98% | 17.62% | 97.72% | 99.35% | 14.1%
2019 | 31.9503 | 20.8% | 98% | 17.64% | 97.72% | 99.35% | 14.1%
2020 | 30.3883 | 20.8% | 98% | 17.67% | 97.72% | 99.35% | 14.1%
2021 | 27.2643 | 21% | 98% | 17.69% | 97.72% | 99.35% | 14.1%
2022 | 28.5 | 21% | 98% | 17.7% | 97.72% | 99.35% | 14.1%
Table 2 4. Commercial solar PV system (100 kW-DC) performance attributes
Year | Rep. System Capacity | Module Efficiency | Inverter Efficiency | Capacity Factor | Year One Degradation | Average Annual Degradation | Average Annual System Losses
2012 | 100 | 19.8% | 95.9% | 17.47% | 97.02% | 99.15% | 14%
2013 | 100 | 19.8% | 96.8% | 17.49% | 97.2% | 99.2% | 14%
2014 | 100 | 19.8% | 97.5% | 17.52% | 97.37% | 99.25% | 14%
2015 | 100 | 20% | 98% | 17.55% | 97.72% | 99.35% | 14%
2016 | 100 | 20% | 98% | 17.57% | 97.72% | 99.35% | 14%
2017 | 100 | 20.2% | 98% | 17.59% | 97.72% | 99.35% | 14%
2018 | 100 | 20.2% | 98% | 17.62% | 97.72% | 99.35% | 14.1%
2019 | 100 | 20.8% | 98% | 17.64% | 97.72% | 99.35% | 14.1%
2020 | 100 | 20.8% | 98% | 17.67% | 97.72% | 99.35% | 14.1%
2021 | 100 | 21% | 98% | 17.69% | 97.72% | 99.35% | 14.1%
2022 | 100 | 21% | 98% | 17.7% | 97.72% | 99.35% | 14.1%
Table 2 5. Commercial solar PV system (250 kW-DC) performance attributes
Year | Rep. System Capacity | Module Efficiency | Inverter Efficiency | Capacity Factor | Year One Degradation | Average Annual Degradation | Average Annual System Losses
2012 | 250 | 19.8% | 95.9% | 17.6% | 97.02% | 99.15% | 14%
2013 | 250 | 19.8% | 96.8% | 17.62% | 97.2% | 99.2% | 14%
2014 | 250 | 19.8% | 97.5% | 17.64% | 97.37% | 99.25% | 14%
2015 | 250 | 20% | 98% | 17.68% | 97.72% | 99.35% | 14%
2016 | 250 | 20% | 98% | 17.7% | 97.72% | 99.35% | 14%
2017 | 250 | 20.2% | 98% | 17.73% | 97.72% | 99.35% | 14%
2018 | 250 | 20.2% | 98% | 17.75% | 97.72% | 99.35% | 14.1%
2019 | 250 | 20.8% | 98% | 17.78% | 97.72% | 99.35% | 14.1%
2020 | 250 | 20.8% | 98% | 17.81% | 97.72% | 99.35% | 14.1%
2021 | 250 | 21% | 98% | 17.84% | 97.72% | 99.35% | 14.1%
2022 | 250 | 21% | 98% | 17.85% | 97.72% | 99.35% | 14.1%
Table 2 6. Commercial solar PV system (500 kW-DC) performance attributes
Year | Rep. System Capacity | Module Efficiency | Inverter Efficiency | Capacity Factor | Year One Degradation | Average Annual Degradation | Average Annual System Losses
2012 | 500 | 19.8% | 95.9% | 17.65% | 97.02% | 99.15% | 14%
2013 | 500 | 19.8% | 96.8% | 17.68% | 97.2% | 99.2% | 14%
2014 | 500 | 19.8% | 97.5% | 17.69% | 97.37% | 99.25% | 14%
2015 | 500 | 20% | 98% | 17.73% | 97.72% | 99.35% | 14%
2016 | 500 | 20% | 98% | 17.75% | 97.72% | 99.35% | 14%
2017 | 500 | 20.2% | 98% | 17.77% | 97.72% | 99.35% | 14%
2018 | 500 | 20.2% | 98% | 17.79% | 97.72% | 99.35% | 14.1%
2019 | 500 | 20.8% | 98% | 17.82% | 97.72% | 99.35% | 14.1%
2020 | 500 | 20.8% | 98% | 17.85% | 97.72% | 99.35% | 14.1%
2021 | 500 | 21% | 98% | 17.88% | 97.72% | 99.35% | 14.1%
2022 | 500 | 21% | 98% | 17.89% | 97.72% | 99.35% | 14.1%
Table 2 7. Commercial solar PV system (1,000 kW-DC) performance attributes
Year | Rep. System Capacity | Module Efficiency | Inverter Efficiency | Capacity Factor | Year One Degradation | Average Annual Degradation | Average Annual System Losses
2012 | 1000 | 19.8% | 95.9% | 17.65% | 97.02% | 99.15% | 14%
2013 | 1000 | 19.8% | 96.8% | 17.68% | 97.2% | 99.2% | 14%
2014 | 1000 | 19.8% | 97.5% | 17.69% | 97.37% | 99.25% | 14%
2015 | 1000 | 20% | 98% | 17.73% | 97.72% | 99.35% | 14%
2016 | 1000 | 20% | 98% | 17.75% | 97.72% | 99.35% | 14%
2017 | 1000 | 20.2% | 98% | 17.77% | 97.72% | 99.35% | 14%
2018 | 1000 | 20.2% | 98% | 17.79% | 97.72% | 99.35% | 14.1%
2019 | 1000 | 20.8% | 98% | 17.82% | 97.72% | 99.35% | 14.1%
2020 | 1000 | 20.8% | 98% | 17.85% | 97.72% | 99.35% | 14.1%
2021 | 1000 | 21% | 98% | 17.88% | 97.72% | 99.35% | 14.1%
2022 | 1000 | 21% | 98% | 17.89% | 97.72% | 99.35% | 14.1%
Table 2 8. Solar PV inverter market share (percentage) by customer sector and year
Year | Customer Sector | String Inverter | Optimizer Solution | Microinverter
2020 | Residential | 14.6% | 49.8% | 35.6%
| Commercial | 55.2% | 39.2% | 5.6%
2021 | Residential | 14.8% | 50.5% | 34.7%
| Commercial | 74.75% | 20% | 5.25%
2022 | Residential | 16.4% | 44.5% | 39.1%
| Commercial | 74.5% | 19.1% | 6.4%
Table 2 10. O&M cost categories for solar PV systems by customer sector and configuration
O&M Cost Category | Residential | Commercial (Roof-mounted) | Commercial (Ground-mounted)
Module cleaning & vegetation management | 5% | 16% | 21%
System inspection & monitoring | 13% | 22% | 12%
Component parts replacement | 31% | 8% | 4%
Module replacement | 6% | 9% | 8%
Inverter replacement | 24% | 13% | 13%
Land lease | 0% | 0% | 13%
Property tax | 7% | 10% | 10%
Insurance, asset management, and security | 3% | 15% | 14%
Operations administration | 12% | 8% | 4%
Table 3 2. Residential battery storage system performance attributes
Year | Solar + Storage Rep. System Capacity | Round-Trip Efficiency | BESS Inverter Efficiency | AC Line Losses | Cycles/Year | EUL
2012 | 19.9 | 85% | 95% | 0.5% | 365 | 15
2013 | 22 | 86% | 95% | 0.5% | 365 | 15
2014 | 20.4 | 86% | 96% | 0.5% | 365 | 15
2015 | 19.3 | 87% | 96% | 0.5% | 365 | 15
2016 | 19.5 | 87% | 96% | 0.5% | 365 | 15
2017 | 22.8 | 87% | 96.5% | 0.5% | 365 | 15
2018 | 23.1 | 88% | 96.5% | 0.5% | 365 | 15
2019 | 22.5 | 88% | 97% | 0.5% | 365 | 15
2020 | 21.4 | 89% | 97% | 0.5% | 365 | 15
2021 | 19.2 | 90% | 97.5% | 0.5% | 365 | 15
2022 | 20 | 90% | 97.5% | 0.5% | 365 | 15
Table 5 3. Commercial fuel cell performance attributes
Year | Fuel Cell Rep. System Capacity | Overall Efficiency | Capacity Factor | Fuel Input (Btu/hr, HHV) | Useful Thermal | Heat Rate (Btu/kWh)
2012 | 200 | 80% | 95% | 3479.4532 | 928.4838 | 8117.9687
2013 | 200 | 80% | 95% | 3476.7971 | 927.7246 | 8073.0068
2014 | 200 | 80.2% | 95% | 3472.813 | 926.2063 | 8057.002
2015 | 250 | 80.2% | 95% | 3463.5168 | 925.4471 | 8050.0184
2016 | 250 | 80.4% | 95% | 3449.174 | 922.7068 | 8043.6974
2017 | 250 | 80.5% | 95% | 3449.085 | 922.4103 | 8033.5965
2018 | 250 | 80.5% | 95% | 3449.008 | 922.3827 | 8021.6297
2019 | 300 | 80.5% | 95% | 3448.9084 | 922.3687 | 8019.106
2020 | 300 | 80.6% | 95% | 3448.3426 | 922.3344 | 8018.4629
2021 | 300 | 80.6% | 95% | 3447.7007 | 922.2205 | 8016.5494
2022 | 300 | 80.6% | 95% | 3447.0942 | 922.1066 | 8011.9718
Table 6 2. Commercial natural gas reciprocating engine (300 kW-AC) CHP performance attributes
Year | Overall Efficiency | Fuel Input | Useful Thermal Output | Electric Heat Rate | Equipment Life
2012 | 78.8% | 3298.4192 | 1480.1683 | 10994.7308 | 25
2013 | 79% | 3296.9982 | 1478.958 | 10989.9941 | 25
2014 | 79.2% | 3290.6742 | 1476.5375 | 10968.914 | 25
2015 | 79.6% | 3284.8515 | 1475.3272 | 10949.505 | 25
2016 | 79.64% | 3263.128 | 1470.9587 | 10877.0932 | 25
2017 | 79.65% | 3241.4044 | 1470.4861 | 10804.6815 | 25
2018 | 79.65% | 3229.0221 | 1470.442 | 10763.4069 | 25
2019 | 79.65% | 3222 | 1470.4198 | 10740 | 25
2020 | 79.7% | 3133.5752 | 1470.3651 | 10445.2508 | 25
2021 | 79.7% | 3130.0925 | 1470.1835 | 10433.6416 | 25
2022 | 79.74% | 3129.2865 | 1470.002 | 10430.955 | 25
Table 6 3. Commercial oil-fired reciprocating engine (350 kW-AC) CHP performance attributes
Year | Overall Efficiency | Fuel Input | Useful Thermal Output | Electric Heat Rate | Equipment Life
2012 | 80.46% | 3594.2809 | 1665.0131 | 10269.3741 | 30
2013 | 81.26% | 3590.9793 | 1663.6356 | 10259.9409 | 30
2014 | 81.27% | 3586.1027 | 1662.427 | 10246.0078 | 30
2015 | 81.28% | 3581.2261 | 1660.7066 | 10232.0746 | 30
2016 | 81.29% | 3575.8245 | 1659.0348 | 10216.6414 | 30
2017 | 81.3% | 3568.3229 | 1657.2938 | 10195.2082 | 30
2018 | 81.3% | 3560.4713 | 1656.2464 | 10172.7751 | 30
2019 | 65.5% | 3555.4197 | 1655.1359 | 10158.342 | 30
2020 | 65.5% | 3551.0681 | 1654.9116 | 10145.909 | 30
2021 | 65.7% | 3549.5166 | 1653.6612 | 10141.4759 | 30
2022 | 65.7% | 3548.665 | 1653.3224 | 10139.0428 | 30
Table 6 4. Commercial natural gas turbine (3,300 kW-AC) CHP performance attributes
Year | Overall Efficiency | Fuel Input | Useful Thermal Output | Electric Heat Rate | Equipment Life
2012 | 65.5% | 47093.9989 | 18801.8549 | 14270.9088 | 25
2013 | 65.5% | 47078.8348 | 18798.0945 | 14266.3136 | 25
2014 | 65.7% | 47043.6674 | 18773.0915 | 14255.6568 | 25
2015 | 65.7% | 47015.1 | 18765.2694 | 14247 | 25
2016 | 65.7% | 46619.4725 | 18747.3727 | 14127.1129 | 25
2017 | 65.8% | 46223.845 | 18729.476 | 14007.2257 | 25
2018 | 65.8% | 45960.0933 | 18717.5449 | 13927.301 | 25
2019 | 65.8% | 45585.4251 | 18710.3671 | 13813.7652 | 25
2020 | 65.8% | 45574.7001 | 18709.7754 | 13810.5152 | 25
2021 | 65.8% | 45563.9751 | 18709.1836 | 13807.2652 | 25
2022 | 65.8% | 45542.5251 | 18708 | 13800.7652 | 25
Table 6 5. Commercial microturbine (200 kW-AC) CHP performance attributes
Year | Overall Efficiency | Fuel Input | Useful Thermal Output | Electric Heat Rate | Equipment Life
2012 | 66.4% | 2581.5157 | 888 | 11998.5714 | 25
2013 | 66.8% | 2580.3157 | 887 | 11985.0595 | 25
2014 | 66.8% | 2572.978 | 886 | 11971.5476 | 25
2015 | 66.9% | 2565.394 | 885 | 11958.0357 | 25
2016 | 67.2% | 2517.4021 | 884 | 11944.5238 | 25
2017 | 67.8% | 2467.8102 | 882 | 11917.5 | 25
2018 | 68% | 2418.8183 | 880 | 11890.4762 | 25
2019 | 68.2% | 2365.4265 | 870 | 11755.3571 | 25
2020 | 68.5% | 2328.2074 | 867 | 11714.8214 | 25
2021 | 68.6% | 2316.9882 | 855 | 11552.6786 | 25
2022 | 68.8% | 2299.6256 | 840 | 11350 | 25

## Charts
Figure 2 3. U.S. average commercial solar PV system (100 kW-DC) capital costs ($/kW-DC, 2022 $)
Year | Module | Inverter | BOS | Labor | Other | Total
2012 | 1430.7651 | 399.364 | 878.4696 | 398.2434 | 1206.0762 | 4312.9183
2013 | 858.9004 | 357.8752 | 862.1799 | 390.8587 | 1035.2318 | 3505.0458
2014 | 942.7058 | 212.7822 | 553.5029 | 288.033 | 1469.2436 | 3466.2675
2015 | 909.4231 | 173.8603 | 485.4714 | 254.7085 | 1062.4807 | 2885.9441
2016 | 846.7801 | 172.0022 | 430.5049 | 252.5052 | 1056.5226 | 2758.315
2017 | 451.6149 | 134.643 | 386.9686 | 221.5428 | 1127.2913 | 2322.0606
2018 | 593.3171 | 100.9902 | 315.5942 | 154.282 | 951.4504 | 2115.6339
2019 | 484.3596 | 67.1323 | 314.4729 | 204.0348 | 1036.4631 | 2106.4627
2020 | 389.0019 | 117.7381 | 218.9009 | 400.0044 | 917.6983 | 2043.3436
2021 | 395.7567 | 111.9416 | 234.255 | 431.1348 | 941.6458 | 2114.7339
2022 | 404.9287 | 62.1814 | 251.7965 | 431.4915 | 891.0259 | 2041.4241
Figure 2 4. U.S. average commercial solar PV system (250 kW-DC) capital costs ($/kW-DC, 2022 $)
Year | Module | Inverter | BOS | Labor | Other | Total
2012 | 1430.7651 | 399.364 | 878.4696 | 398.2434 | 1206.0762 | 4312.9183
2013 | 858.9004 | 357.8752 | 862.1799 | 390.8587 | 1035.2318 | 3505.0458
2014 | 942.7058 | 212.7822 | 553.5029 | 288.033 | 1469.2436 | 3466.2675
2015 | 909.4231 | 173.8603 | 485.4714 | 254.7085 | 1062.4807 | 2885.9441
2016 | 846.7801 | 172.0022 | 430.5049 | 252.5052 | 1056.5226 | 2758.315
2017 | 451.6149 | 134.643 | 386.9686 | 221.5428 | 1127.2913 | 2322.0606
2018 | 593.3171 | 100.9902 | 315.5942 | 154.282 | 951.4504 | 2115.6339
2019 | 484.3596 | 67.1323 | 314.4729 | 204.0348 | 1036.4631 | 2106.4627
2020 | 389.0019 | 66.3694 | 240.969 | 354.755 | 828.3708 | 1879.4661
2021 | 395.7567 | 61.7235 | 252.2541 | 378.4604 | 849.6 | 1937.7948
2022 | 449.3549 | 58.8162 | 226.7914 | 371.7674 | 796.6491 | 1903.379
Figure 2 5. U.S. average commercial solar PV system (1,000 kW-DC) capital costs ($/kW-DC, 2022 $)
Year | Module | Inverter | BOS | Labor | Other | Total
2012 | 1430.7651 | 347.2731 | 454.0576 | 533.2653 | 611.4287 | 3376.7898
2013 | 858.9004 | 238.5834 | 442.8274 | 519.9497 | 530.096 | 2590.3569
2014 | 875.3696 | 161.6067 | 465.5739 | 294.8909 | 594.713 | 2392.1541
2015 | 869.3015 | 147.1126 | 427.9638 | 258.7948 | 629.9908 | 2333.1634
2016 | 846.7801 | 132.3094 | 269.8266 | 201.7486 | 409.0659 | 1859.7306
2017 | 451.6149 | 77.4197 | 257.3886 | 164.6463 | 356.4136 | 1307.483
2018 | 593.3171 | 55.6931 | 218.4404 | 153.0544 | 300.3938 | 1320.8988
2019 | 484.3596 | 36.0165 | 231.0193 | 121.6372 | 276.4507 | 1149.4833
2020 | 389.0019 | 66.3694 | 177.454 | 292.2139 | 562.9726 | 1488.0118
2021 | 395.7567 | 61.7235 | 195.2745 | 320.0242 | 577.1446 | 1549.9235
2022 | 378.2343 | 58.8162 | 155.0242 | 265.6623 | 482.5648 | 1340.3018
Figure 2‑6. U.S. average solar PV historical O&M cost data ($/kW-year-DC, 2022 $) by customer sector and system configuration
Year | Residential | Commercial (Roof-mounted) | Commercial (Ground-mounted)
2012 | - | 32.5839 | 32.8649
2013 | - | 29.2131 | 29.4651
2014 | - | 25.8424 | 26.0653
2015 | 29.8599 | 22.4717 | 22.6655
2016 | 28.9411 | 22.1346 | 22.3255
2017 | 28.7115 | 21.7975 | 21.9855
2018 | 25.2661 | 20.8986 | 21.0789
2019 | 31.0084 | 21.5728 | 21.7589
2020 | 33.3053 | 21.3481 | 21.5322
2021 | 31.2801 | 19.349 | 18.4636
2022 | 31.12 | 19.06 | 18.03
Figure 3 4. U.S. average commercial standalone storage system (medium, 150 kW-DC, 300 kWh) capital costs ($/kW-DC, 2022 $)
Year | Battery Pack | Battery Inverter | BOS | Labor & Other | Overhead & Profit | Total
2012 | 3346.2016 | 325.7441 | 659.0251 | 284.7167 | 1096.3869 | 5712.0744
2013 | 2904.6392 | 304.0078 | 657.3816 | 286.6969 | 1001.8321 | 5154.5576
2014 | 2543.4149 | 287.2368 | 655.7423 | 290.7752 | 923.2179 | 4700.3871
2015 | 1829.0465 | 216.8799 | 654.107 | 295.2203 | 749.7876 | 3745.0412
2016 | 1415.8048 | 183.7747 | 652.4758 | 301.8224 | 662.5593 | 3216.4371
2017 | 1158.6063 | 152.8975 | 650.8487 | 308.1008 | 603.911 | 2874.3643
2018 | 1011.8464 | 134.2351 | 649.2256 | 314.0198 | 571.4957 | 2680.8227
2019 | 926.5475 | 123.738 | 647.6066 | 321.5344 | 555.8219 | 2575.2484
2020 | 790.8991 | 108.5975 | 645.9917 | 327.927 | 527.7482 | 2401.1635
2021 | 715.734 | 97.3527 | 644.3807 | 335.1712 | 513.2313 | 2305.8699
2022 | 819.2535 | 113.8642 | 642.7738 | 358.1654 | 558.091 | 2492.1479
Figure 3 5. U.S. average commercial solar (250 kW-DC) + storage system (150 kW-DC, 300 kWh battery storage) capital costs ($/kW-DC, 2022 $)
Year | PV Module & Battery Pack | PV & Battery Inverter | BOS | Labor & Other | Overhead & Profit | Total
2012 | 3513.7394 | 607.8283 | 1009.8973 | 393.2425 | 1863.2775 | 7387.985
2013 | 2668.9011 | 554.2385 | 998.2562 | 390.9043 | 1654.5693 | 6266.8694
2014 | 2535.6953 | 395.5669 | 713.6539 | 324.5699 | 1994.2888 | 5963.7749
2015 | 2073.8183 | 314.1321 | 654.2211 | 306.5012 | 1514.6943 | 4863.367
2016 | 1758.4707 | 292.6187 | 604.5216 | 309.6829 | 1462.9962 | 4428.2901
2017 | 1196.0843 | 236.1147 | 566.8317 | 293.9836 | 1497.7457 | 3790.7599
2018 | 1256.3949 | 189.9951 | 501.0631 | 252.3043 | 1299.2752 | 3499.0326
2019 | 1089.9259 | 148.1209 | 500.019 | 290.9157 | 1385.1177 | 3414.0993
2020 | 909.1525 | 138.475 | 432.297 | 412.0325 | 1199.5713 | 3091.5283
2021 | 868.7224 | 126.4717 | 442.4506 | 413.881 | 1236.3677 | 3087.8933
2022 | 989.051 | 133.6399 | 417.1919 | 421.3362 | 1209.19 | 3170.409
Figure 3 6. U.S. average battery storage historical O&M cost data ($/kW-yr-DC, 2022 $) by customer sector
Year | Commercial | Residential
2015 | 93.9873 | 143.161
2016 | 80.7712 | 129.7634
2017 | 72.2184 | 117.193
2018 | 67.3788 | 109.5972
2019 | 64.7384 | 105.0587
2020 | 60.3853 | 99.5429
2021 | 58.002 | 96.0087
2022 | 62.6577 | 96.8762
Figure 4 2. U.S. average small commercial distributed wind project cost data (2012–2022, 2022 $)
Year | Turbine | BOS | Financing | Total
2012 | 3701.996 | 3542.6146 | 173.888 | 7418.4986
2013 | 3631.9041 | 3475.5403 | 170.5957 | 7278.04
2014 | 3614.6809 | 3459.0586 | 169.7867 | 7243.5261
2015 | 3161.0566 | 3024.9642 | 148.4793 | 6334.5001
2016 | 3048.3559 | 2917.1155 | 143.1856 | 6108.657
2017 | 3026.4997 | 2896.2003 | 142.159 | 6064.8589
2018 | 2936.2297 | 2809.8167 | 137.9188 | 5883.9653
2019 | 2673.1143 | 2558.0291 | 125.5599 | 5356.7033
2020 | 2564.5015 | 2454.0924 | 120.4582 | 5139.0521
2021 | 2512.439 | 2404.2714 | 176.5739 | 5093.2843
2022 | 3073.7918 | 2941.4563 | 216.0257 | 6231.2738
Figure 4 3. U.S. average medium commercial distributed wind project cost data (2012–2022, 2022 $)
Year | Turbine | BOS | Financing | Total
2012 | 2859.4463 | 1843.5904 | 112.8841 | 4815.9208
2013 | 2807.3972 | 1810.0324 | 110.8293 | 4728.2589
2014 | 2794.0839 | 1801.4488 | 110.3038 | 4705.8365
2015 | 2445.8558 | 1576.9333 | 96.5566 | 4119.3457
2016 | 2357.2328 | 1519.7948 | 93.0579 | 3970.0855
2017 | 2332.0424 | 1503.5537 | 92.0635 | 3927.6595
2018 | 2268.4784 | 1462.5716 | 89.5541 | 3820.6042
2019 | 2065.06 | 1331.4203 | 81.5236 | 3478.0039
2020 | 1981.1534 | 1277.3226 | 78.2112 | 3336.6871
2021 | 1940.9336 | 1251.3914 | 114.646 | 3306.971
2022 | 2381.2926 | 1535.3071 | 140.6569 | 4057.2566
Figure 4 4. U.S. average large commercial distributed wind project cost data (2012–2022, 2022 $)
Year | Turbine | BOS | Financing | Total
2012 | 2725.0607 | 1002.7925 | 89.4774 | 3817.3306
2013 | 2678.8059 | 985.7712 | 87.9586 | 3752.5357
2014 | 2666.1024 | 981.0965 | 87.5415 | 3734.7405
2015 | 2331.52 | 857.9739 | 76.5555 | 3266.0494
2016 | 2249.6104 | 827.832 | 73.866 | 3151.3084
2017 | 2228.4381 | 820.0408 | 73.1708 | 3121.6496
2018 | 2167.698 | 797.6891 | 71.1764 | 3036.5635
2019 | 1973.4506 | 726.2082 | 64.7983 | 2764.4571
2020 | 1896.1005 | 697.7442 | 62.2585 | 2656.1032
2021 | 1857.6074 | 683.5792 | 91.2617 | 2632.4482
2022 | 2142.555 | 788.4368 | 105.2608 | 3036.2526
Figure 5 2. U.S. average commercial fuel cell system capital costs ($/kW-AC, 2022 $)
Year | Total stack | Stack manufacturing | CHP hardware | FC BOP | Margin & Installation | Total
2012 | 2464.6217 | 106.6508 | 1915.7856 | 3252.5117 | 3483.5672 | 11223.1371
2013 | 2387.3435 | 106.7017 | 1855.7161 | 3150.5291 | 3387.4116 | 10887.702
2014 | 2365.124 | 107.5366 | 1838.4446 | 3121.2065 | 3364.0206 | 10796.3323
2015 | 2132.2759 | 100.2219 | 1657.4484 | 2813.9216 | 3044.5011 | 9748.3688
2016 | 2012.6351 | 99.6778 | 1564.4499 | 2656.034 | 2892.9135 | 9225.7103
2017 | 1930.979 | 102.1326 | 1500.9775 | 2548.2741 | 2798.5366 | 8880.8997
2018 | 1926.2314 | 106.288 | 1497.2871 | 2542.0088 | 2802.9904 | 8874.8057
2019 | 1895.6927 | 110.8003 | 1473.5489 | 2501.7075 | 2778.545 | 8760.2943
2020 | 1776.8558 | 109.7735 | 1381.1754 | 2344.8809 | 2620.9406 | 8233.6263
2021 | 1653.2699 | 111.9503 | 1285.1103 | 2181.787 | 2479.3943 | 7711.5117
2022 | 1515.9262 | 121.1531 | 1178.351 | 2000.5373 | 2333.6074 | 7149.575
Figure 5 4. U.S. average commercial fuel cell system O&M costs ($/kWh, 2022 $)
Year | Variable O&M Cost | Fuel Cost | Variable O&M Cost ($/kWh) - fuel
2012 | 0.040639 | 0.033881 | 0.07452
2013 | 0.040639 | 0.033531 | 0.074171
2014 | 0.040729 | 0.036348 | 0.077076
2015 | 0.041091 | 0.032044 | 0.073135
2016 | 0.04182 | 0.029252 | 0.071072
2017 | 0.041688 | 0.030884 | 0.072572
2018 | 0.041668 | 0.030019 | 0.071686
2019 | 0.041587 | 0.028573 | 0.07016
2020 | 0.041919 | 0.027839 | 0.069757
2021 | 0.041267 | 0.031267 | 0.072533
2022 | 0.040885 | 0.037283 | 0.078168
Figure 6 3. U.S. average commercial CHP system capital costs ($/kW-AC, 2022 $)
Year | Natural Gas Reciprocating Engine (300 kW-AC) | Oil-Fired Reciprocating Engine (350 kW-AC) | Gas Turbine (3,300 kW-AC) | Microturbine (200 kW-AC)
2012 | 4673.6721 | 3120.3274 | 4187.0206 | 3997.5
2013 | 4364.2482 | 3112.706 | 4180.4951 | 3823.4667
2014 | 4117.6743 | 3105.0846 | 4176.6825 | 3647.4333
2015 | 3877 | 3097.6704 | 4159.6869 | 3454.4
2016 | 3873 | 3091.4826 | 4123.7958 | 3352.9333
2017 | 3869 | 3087.2949 | 4077.6712 | 3271.4667
2018 | 3865 | 3084.503 | 4053.0739 | 3186
2019 | 3861 | 3082.1515 | 3994.9485 | 3139.4648
2020 | 3829.5111 | 3079.8 | 3978.6565 | 3137.8641
2021 | 3799.1305 | 3077.5942 | 3955.1177 | 3137.6642
2022 | 3768.75 | 3075.3885 | 3941.9897 | 3133.6651
Figure 6 5. U.S. average commercial CHP system O&M costs ($/kWh, 2022 $)
Year | Natural Gas Reciprocating Engine (300 kW-AC) | Oil-Fired Reciprocating Engine (350 kW-AC) | Gas Turbine (3,300 kW-AC) | Microturbine (200 kW-AC)
2012 | 0.02181 | 0.020116 | 0.017755 | 0.01835
2013 | 0.021657 | 0.020097 | 0.017549 | 0.018221
2014 | 0.02158 | 0.020013 | 0.017487 | 0.018156
2015 | 0.021503 | 0.019962 | 0.017344 | 0.018092
2016 | 0.021854 | 0.019906 | 0.017342 | 0.018387
2017 | 0.022206 | 0.019825 | 0.017341 | 0.018683
2018 | 0.02244 | 0.019684 | 0.01734 | 0.01888
2019 | 0.02242 | 0.019574 | 0.017168 | 0.018863
2020 | 0.021344 | 0.019495 | 0.016394 | 0.017958
2021 | 0.020268 | 0.019427 | 0.01562 | 0.017052
2022 | 0.01955 | 0.019359 | 0.01464 | 0.016448

## PV+BES Summary - US
Commercial Solar PV + Storage Technology Attributes and Cost Data (2012-2022, U.S. Average) | [8 empty] | Category | Technology Attributes | Technology Attributes | Technology Attributes | Technology Attributes | Technology Attributes | Technology Attributes | Technology Attributes | Technology Attributes | Technology Attributes | Technology Attributes | Technology Attributes | Technology Attributes | Technology Attributes | Technology Attributes | Technology Attributes | Technology Attributes | Technology Attributes | Technology Attributes | Technology Attributes | Technology Attributes | Technology Attributes | Technology Attributes | Technology Attributes | Technology Attributes | Technology Attributes | Technology Attributes | Technology Attributes | Technology Attributes | Technology Attributes | Technology Attributes | Technology Attributes | Technology Attributes | Total Costs | Equipment Cost | Installation Costs | Other Costs | Equipment Cost | Equipment Cost | Installation Costs | Installation Costs | Other Costs | Other Costs | O&M Costs | Replacement Costs | Replacement Costs | Replacement Costs | Replacement Costs
[9 empty] | Metric | PV Capacity | PV Energy | PV Capacity Factor | PV Electrical Efficiency | PV Thermal Efficiency | PV System Efficiency | PV Electric Heat Rate, HHV | PV Net Heat Rate | PV Thermal Energy Output | PV System Losses | PV Year 1 Degradation | PV Annual Degradation | PV System Availability | Inverter Loading Ratio (ILR) | PV Annual Hours | Equipment Life | BES Capacity | BES Energy | BES Capacity Factor | BES Electrical Efficiency | BES Thermal Efficiency | BES System Efficiency | BES Electric Heat Rate, HHV | BES Net Heat Rate | BES Thermal Energy Output | BES System Losses | BES Year 1 Degradation | BES Annual Degradation | BES System Availability | Inverter Loading Ratio (ILR) | BES Annual Hours | BES Equipment Life | All-in Total Cost | Total Equipment Cost | Total Install Costs | Total Other Costs | PV Equipment Cost | BES Equipment Cost | PV Install Cost | BES Install Cost | PV Other Cost | BES Other Cost | Annual O&M Costs | PV Repl. Interval | BES Repl. Interval | PV Repl. Costs | BES Repl. Costs
[9 empty] | Units | kW-DC | kWh-DC | % | % | % | % | Btu/kWh | Btu/kWh | Btu/hr | % | % | % | % | - | Hours | Years | kW-DC | kWh-DC | % | % | % | % | Btu/kWh | Btu/kWh | Btu/hr | % | % | % | % | - | Hours | Years | $/kW-DC | $/kW-DC | $/kW-DC | $/kW-DC | $/kW-DC | $/kW-DC | $/kW-DC | $/kW-DC | $/kW-DC | $/kW-DC | $/kW-yr DC | Years | Years | $/kW-yr DC | $/kW-yr DC
[52 empty] | PV_Maint_Cost | OHP | OHP | OHP | OHP
Equip_Name | Fuel_Type | State | Sector | Size Bin | Configuration | Technology | NEMS File | First_Year | Last_Year | Avg_kW | Avg_kWh | Capacity_Factor | Elec_Eff (Wind_Cap_Fac) | Heat_Rec_Eff | System_Eff | Electric_HR | Net_HR | Thermal_Output | Loss_Fac | Degr_Fac1 | Degr_Fac | Avail | ILR | Annual_Hours | Eq_Life | Avg_kW | Avg_kWh | Capacity_Factor | Elec_Eff (Wind_Cap_Fac) | Heat_Rec_Eff | System_Eff | Electric_HR | Net_HR | Thermal_Output | Loss_Fac | Degr_Fac1 | Degr_Fac | Avail | ILR | Annual_Hours | Eq_Life | Inst_Cost | Equip_Cost | Install_Cost | Other_Cost | PV_Equip_Cost | BES_Equip_Cost | PV_Install_Cost | BES_Install_Cost | PV_Other_Cost | BES_Other_Cost | Annual_Maint_Cost | IntervalYr | IntervalYr | IntervalCst | IntervalCst
Solar_PV_Storage_Large | 0 | US | Commercial | Large 1 | Solar + Storage (New) | Storage | kgentk.txt | 2012 | 2012 | 500 | - | 17.65% | 19.8% | - | - | - | - | - | 86% | 97.02% | 99.15% | 100% | 121% | 1546.4917 | 25 | 300 | 600 | 8.333% | 85% | - | - | - | - | - | 100% | 85% | 85% | 100% | - | 730 | 15 | 7342.6447 | 4033.2965 | 1610.0207 | 1699.3275 | 1830.1291 | 3671.9457 | 1276.713 | 1315.5901 | 1206.0762 | 637.9818 | 149.9963 | - | 10
Solar_PV_Storage_Large | 0 | US | Commercial | Large 1 | Solar + Storage (New) | Storage | kgentk.txt | 2013 | 2013 | 500 | - | 17.68% | 19.8% | - | - | - | - | - | 86% | 97.2% | 99.2% | 100% | 121% | 1548.4399 | 25 | 300 | 600 | 8.333% | 86% | - | - | - | - | - | 100% | 86% | 86% | 100% | - | 730 | 15 | 6221.5404 | 3141.9637 | 1589.0294 | 1490.5473 | 1216.7755 | 3208.647 | 1253.0385 | 1287.8156 | 1035.2318 | 571.6888 | 134.4366 | - | 10
Solar_PV_Storage_Large | 0 | US | Commercial | Large 1 | Solar + Storage (New) | Storage | kgentk.txt | 2014 | 2014 | 500 | - | 17.69% | 19.8% | - | - | - | - | - | 86% | 97.37% | 99.25% | 100% | 121% | 1550.069 | 25 | 300 | 600 | 8.333% | 86% | - | - | - | - | - | 100% | 86% | 86% | 100% | - | 730 | 15 | 5918.3583 | 2853.8789 | 1220.841 | 1843.6383 | 1155.4879 | 2830.6517 | 841.536 | 1268.8204 | 1469.2436 | 514.6055 | 121.201 | - | 10
Solar_PV_Storage_Large | 0 | US | Commercial | Large 1 | Solar + Storage (New) | Storage | kgentk.txt | 2015 | 2015 | 500 | - | 17.73% | 20% | - | - | - | - | - | 86% | 97.72% | 99.35% | 100% | 121% | 1552.8978 | 25 | 300 | 600 | 8.333% | 87% | - | - | - | - | - | 100% | 87% | 87% | 100% | - | 730 | 15 | 4817.7891 | 2310.8392 | 1131.4503 | 1375.4996 | 1083.2834 | 2045.9263 | 740.18 | 1224.6731 | 1062.4807 | 388.2192 | 96.6886 | - | 10
Solar_PV_Storage_Large | 0 | US | Commercial | Large 1 | Solar + Storage (New) | Storage | kgentk.txt | 2016 | 2016 | 500 | - | 17.75% | 20% | - | - | - | - | - | 86% | 97.72% | 99.35% | 100% | 121% | 1554.5237 | 25 | 300 | 600 | 8.333% | 87% | - | - | - | - | - | 100% | 87% | 87% | 100% | - | 730 | 15 | 4382.7217 | 1978.53 | 1082.739 | 1321.4527 | 1018.7823 | 1599.5795 | 683.0101 | 1205.4193 | 1056.5226 | 325.2471 | 84.507 | - | 10
Solar_PV_Storage_Large | 0 | US | Commercial | Large 1 | Solar + Storage (New) | Storage | kgentk.txt | 2017 | 2017 | 500 | - | 17.77% | 20.2% | - | - | - | - | - | 86% | 97.72% | 99.35% | 100% | 121% | 1556.706 | 25 | 300 | 600 | 8.333% | 87% | - | - | - | - | - | 100% | 87% | 87% | 100% | - | 730 | 15 | 3745.1527 | 1373.1602 | 1018.4814 | 1353.5111 | 586.2579 | 1311.5038 | 608.5114 | 1195.6673 | 1127.2913 | 281.0411 | 76.5224 | - | 10
Solar_PV_Storage_Large | 0 | US | Commercial | Large 1 | Solar + Storage (New) | Storage | kgentk.txt | 2018 | 2018 | 500 | - | 17.79% | 20.2% | - | - | - | - | - | 85.9% | 97.72% | 99.35% | 100% | 121% | 1558.7417 | 25 | 300 | 600 | 8.333% | 88% | - | - | - | - | - | 100% | 88% | 88% | 100% | - | 730 | 15 | 3453.2229 | 1381.9562 | 896.5891 | 1174.6776 | 694.3073 | 1146.0815 | 469.8762 | 1193.1052 | 951.4504 | 255.5317 | 71.3744 | - | 10
Solar_PV_Storage_Large | 0 | US | Commercial | Large 1 | Solar + Storage (New) | Storage | kgentk.txt | 2019 | 2019 | 500 | - | 17.82% | 20.8% | - | - | - | - | - | 85.9% | 97.72% | 99.35% | 100% | 121% | 1561.3169 | 25 | 300 | 600 | 8.333% | 88% | - | - | - | - | - | 100% | 88% | 88% | 100% | - | 730 | 15 | 3368.4486 | 1181.6632 | 943.1933 | 1243.5921 | 551.4919 | 1050.2855 | 518.5077 | 1197.5213 | 1036.4631 | 241.344 | 69.6203 | - | 10
Solar_PV_Storage_Large | 0 | US | Commercial | Large 1 | Solar + Storage (New) | Storage | kgentk.txt | 2020 | 2020 | 500 | - | 17.85% | 20.8% | - | - | - | - | - | 85.9% | 97.72% | 99.35% | 100% | 121% | 1563.9837 | 25 | 300 | 600 | 8.333% | 89% | - | - | - | - | - | 100% | 89% | 89% | 100% | - | 730 | 15 | 2962.3637 | 995.0692 | 979.4224 | 987.8721 | 455.3713 | 899.4966 | 556.9837 | 1196.6553 | 774.1675 | 218.9486 | 65.5164 | - | 10
Solar_PV_Storage_Large | 0 | US | Commercial | Large 1 | Solar + Storage (New) | Storage | kgentk.txt | 2021 | 2021 | 500 | - | 17.88% | 21% | - | - | - | - | - | 85.9% | 97.72% | 99.35% | 100% | 121% | 1566.7158 | 25 | 300 | 600 | 8.333% | 90% | - | - | - | - | - | 100% | 90% | 90% | 100% | - | 730 | 15 | 2946.5109 | 945.3322 | 1005.6072 | 995.5714 | 457.4802 | 813.0867 | 582.4932 | 1201.2386 | 791.5027 | 205.4942 | 61.5878 | - | 10
Solar_PV_Storage_Large | 0 | US | Commercial | Large 1 | Solar + Storage (New) | Storage | kgentk.txt | 2022 | 2022 | 500 | - | 17.89% | 21% | - | - | - | - | - | 85.9% | 97.72% | 99.35% | 100% | 121% | 1566.7158 | 25 | 300 | 600 | 8.333% | 90% | - | - | - | - | - | 100% | 90% | 90% | 100% | - | 730 | 15 | 3018.9816 | 1068.0418 | 976.6325 | 974.3074 | 508.1711 | 933.1177 | 537.4382 | 1244.2305 | 740.7105 | 228.3597 | 65.5247 | - | 10
Solar_PV_Storage_Med | 0 | US | Commercial | Medium | Solar + Storage (New) | Storage | kgentk.txt | 2012 | 2012 | 250 | - | 17.6% | 19.8% | - | - | - | - | - | 86% | 97.02% | 99.15% | 100% | 121% | 1541.5968 | 25 | 150 | 300 | 8.333% | 85% | - | - | - | - | - | 100% | 85% | 85% | 100% | - | 730 | 15 | 7387.985 | 4033.2965 | 1648.0368 | 1706.6517 | 1830.1291 | 3671.9457 | 1276.713 | 1397.6175 | 1206.0762 | 642.5112 | 151.2544 | 15 | 10
Solar_PV_Storage_Med | 0 | US | Commercial | Medium | Solar + Storage (New) | Storage | kgentk.txt | 2013 | 2013 | 250 | - | 17.62% | 19.8% | - | - | - | - | - | 86% | 97.2% | 99.2% | 100% | 121% | 1543.1492 | 25 | 150 | 300 | 8.333% | 86% | - | - | - | - | - | 100% | 86% | 86% | 100% | - | 730 | 15 | 6266.8694 | 3141.9637 | 1626.9874 | 1497.9182 | 1216.7755 | 3208.647 | 1253.0385 | 1369.6991 | 1035.2318 | 576.2115 | 135.693 | 15 | 10
Solar_PV_Storage_Med | 0 | US | Commercial | Medium | Solar + Storage (New) | Storage | kgentk.txt | 2014 | 2014 | 250 | - | 17.64% | 19.8% | - | - | - | - | - | 86% | 97.37% | 99.25% | 100% | 121% | 1545.6401 | 25 | 150 | 300 | 8.333% | 86% | - | - | - | - | - | 100% | 86% | 86% | 100% | - | 730 | 15 | 5963.7749 | 2853.8789 | 1259.0073 | 1850.8887 | 1155.4879 | 2830.6517 | 841.536 | 1350.6101 | 1469.2436 | 519.1253 | 122.4569 | 15 | 10
Solar_PV_Storage_Med | 0 | US | Commercial | Medium | Solar + Storage (New) | Storage | kgentk.txt | 2015 | 2015 | 250 | - | 17.68% | 20% | - | - | - | - | - | 86% | 97.72% | 99.35% | 100% | 121% | 1548.7222 | 25 | 150 | 300 | 8.333% | 87% | - | - | - | - | - | 100% | 87% | 87% | 100% | - | 730 | 15 | 4863.367 | 2310.8392 | 1169.6462 | 1382.8816 | 1083.2834 | 2045.9263 | 740.18 | 1306.3782 | 1062.4807 | 392.7367 | 97.9443 | 15 | 10
Solar_PV_Storage_Med | 0 | US | Commercial | Medium | Solar + Storage (New) | Storage | kgentk.txt | 2016 | 2016 | 250 | - | 17.7% | 20% | - | - | - | - | - | 86% | 97.72% | 99.35% | 100% | 121% | 1550.7324 | 25 | 150 | 300 | 8.333% | 87% | - | - | - | - | - | 100% | 87% | 87% | 100% | - | 730 | 15 | 4428.2901 | 1978.53 | 1120.9002 | 1328.86 | 1018.7823 | 1599.5795 | 683.0101 | 1287.0913 | 1056.5226 | 329.7663 | 85.7637 | 16 | 10
Solar_PV_Storage_Med | 0 | US | Commercial | Medium | Solar + Storage (New) | Storage | kgentk.txt | 2017 | 2017 | 250 | - | 17.73% | 20.2% | - | - | - | - | - | 86% | 97.72% | 99.35% | 100% | 121% | 1553.0208 | 25 | 150 | 300 | 8.333% | 87% | - | - | - | - | - | 100% | 87% | 87% | 100% | - | 730 | 15 | 3790.7599 | 1373.1602 | 1056.6808 | 1360.919 | 586.2579 | 1311.5038 | 608.5114 | 1277.299 | 1127.2913 | 285.5614 | 77.7799 | 17 | 10
Solar_PV_Storage_Med | 0 | US | Commercial | Medium | Solar + Storage (New) | Storage | kgentk.txt | 2018 | 2018 | 250 | - | 17.75% | 20.2% | - | - | - | - | - | 85.9% | 97.72% | 99.35% | 100% | 121% | 1555.2198 | 25 | 150 | 300 | 8.333% | 88% | - | - | - | - | - | 100% | 88% | 88% | 100% | - | 730 | 15 | 3499.0326 | 1381.9562 | 934.9191 | 1182.1573 | 694.3073 | 1146.0815 | 469.8762 | 1274.6887 | 951.4504 | 260.0524 | 72.6325 | 18 | 10
Solar_PV_Storage_Med | 0 | US | Commercial | Medium | Solar + Storage (New) | Storage | kgentk.txt | 2019 | 2019 | 250 | - | 17.78% | 20.8% | - | - | - | - | - | 85.9% | 97.72% | 99.35% | 100% | 121% | 1557.9064 | 25 | 150 | 300 | 8.333% | 88% | - | - | - | - | - | 100% | 88% | 88% | 100% | - | 730 | 15 | 3414.0993 | 1181.6632 | 981.3606 | 1251.0755 | 551.4919 | 1050.2855 | 518.5077 | 1279.0947 | 1036.4631 | 245.8682 | 70.88 | 18 | 10
Solar_PV_Storage_Med | 0 | US | Commercial | Medium | Solar + Storage (New) | Storage | kgentk.txt | 2020 | 2020 | 250 | - | 17.81% | 20.8% | - | - | - | - | - | 85.9% | 97.72% | 99.35% | 100% | 121% | 1559.9904 | 25 | 150 | 300 | 8.333% | 89% | - | - | - | - | - | 100% | 89% | 89% | 100% | - | 730 | 15 | 3091.5283 | 995.0692 | 1051.529 | 1044.9301 | 455.3713 | 899.4966 | 595.724 | 1278.1926 | 828.3708 | 223.4742 | 66.777 | 18 | 10
Solar_PV_Storage_Med | 0 | US | Commercial | Medium | Solar + Storage (New) | Storage | kgentk.txt | 2021 | 2021 | 250 | - | 17.84% | 21% | - | - | - | - | - | 85.9% | 97.72% | 99.35% | 100% | 121% | 1562.8295 | 25 | 150 | 300 | 8.333% | 90% | - | - | - | - | - | 100% | 90% | 90% | 100% | - | 730 | 15 | 3087.8933 | 945.3322 | 1086.3165 | 1056.2446 | 457.4802 | 813.0867 | 630.7146 | 1282.7605 | 849.6 | 210.0227 | 62.8498 | 20 | 10
Solar_PV_Storage_Med | 0 | US | Commercial | Medium | Solar + Storage (New) | Storage | kgentk.txt | 2022 | 2022 | 250 | - | 17.85% | 21% | - | - | - | - | - | 85.9% | 97.72% | 99.35% | 100% | 121% | 1562.8295 | 25 | 150 | 300 | 8.333% | 90% | - | - | - | - | - | 100% | 90% | 90% | 100% | - | 730 | 15 | 3170.409 | 1068.0418 | 1069.0977 | 1033.2696 | 508.1711 | 933.1177 | 598.5588 | 1326.1108 | 796.6491 | 232.9195 | 66.7971 | 20 | 10
Solar_PV_Storage_Small1 | 0 | US | Commercial | Small 1 | Solar + Storage (New) | Storage | kgentk.txt | 2012 | 2012 | 28.2583 | - | 17.47% | 19.8% | - | - | - | - | - | 86% | 97.02% | 99.15% | 100% | 117% | 1529.9863 | 25 | 19.9 | 39.8 | 8.333% | 85% | - | - | - | - | - | 100% | 85% | 85% | 100% | - | 730 | 15 | 8477.2086 | 4528.9837 | 2055.7568 | 1892.4681 | 1830.1291 | 3845.8678 | 1276.713 | 1991.6077 | 1206.0762 | 694.527 | 164.7913 | 15 | 10
Solar_PV_Storage_Small1 | 0 | US | Commercial | Small 1 | Solar + Storage (New) | Storage | kgentk.txt | 2013 | 2013 | 31.2403 | - | 17.49% | 19.8% | - | - | - | - | - | 86% | 97.2% | 99.2% | 100% | 117% | 1531.7271 | 25 | 22 | 44 | 8.333% | 86% | - | - | - | - | - | 100% | 86% | 86% | 100% | - | 730 | 15 | 7235.3258 | 3537.1795 | 2032.3386 | 1665.8078 | 1216.7755 | 3306.5757 | 1253.0385 | 1954.6982 | 1035.2318 | 619.3937 | 147.1598 | 15 | 10
Solar_PV_Storage_Small1 | 0 | US | Commercial | Small 1 | Solar + Storage (New) | Storage | kgentk.txt | 2014 | 2014 | 28.9683 | - | 17.52% | 19.8% | - | - | - | - | - | 86% | 97.37% | 99.25% | 100% | 117% | 1534.6261 | 25 | 20.4 | 40.8 | 8.333% | 86% | - | - | - | - | - | 100% | 86% | 86% | 100% | - | 730 | 15 | 6909.3349 | 3232.0661 | 1662.8712 | 2014.3976 | 1155.4879 | 2959.124 | 841.536 | 1933.748 | 1469.2436 | 565.568 | 134.683 | 15 | 10
Solar_PV_Storage_Small1 | 0 | US | Commercial | Small 1 | Solar + Storage (New) | Storage | kgentk.txt | 2015 | 2015 | 27.4063 | - | 17.55% | 20% | - | - | - | - | - | 86% | 97.72% | 99.35% | 100% | 117% | 1537.1289 | 25 | 19.3 | 38.6 | 8.333% | 87% | - | - | - | - | - | 100% | 87% | 87% | 100% | - | 730 | 15 | 5721.5028 | 2618.2304 | 1571.7068 | 1531.5656 | 1083.2834 | 2187.2995 | 740.18 | 1886.6276 | 1062.4807 | 440.4179 | 110.4638 | 15 | 10
Solar_PV_Storage_Small1 | 0 | US | Commercial | Small 1 | Solar + Storage (New) | Storage | kgentk.txt | 2016 | 2016 | 27.6903 | - | 17.57% | 20% | - | - | - | - | - | 86% | 97.72% | 99.35% | 100% | 117% | 1538.7606 | 25 | 19.5 | 39 | 8.333% | 87% | - | - | - | - | - | 100% | 87% | 87% | 100% | - | 730 | 15 | 5160.6187 | 2180.0211 | 1521.3391 | 1459.2585 | 1018.7823 | 1654.7652 | 683.0101 | 1858.5757 | 1056.5226 | 367.5173 | 95.9634 | 16 | 10
Solar_PV_Storage_Small1 | 0 | US | Commercial | Small 1 | Solar + Storage (New) | Storage | kgentk.txt | 2017 | 2017 | 32.3764 | - | 17.59% | 20.2% | - | - | - | - | - | 86% | 97.72% | 99.35% | 100% | 117% | 1540.5539 | 25 | 22.8 | 45.6 | 8.333% | 87% | - | - | - | - | - | 100% | 87% | 87% | 100% | - | 730 | 15 | 4474.3339 | 1534.8182 | 1455.6237 | 1483.892 | 586.2579 | 1351.6985 | 608.5114 | 1844.4964 | 1127.2913 | 321.442 | 87.5437 | 17 | 10
Solar_PV_Storage_Small1 | 0 | US | Commercial | Small 1 | Solar + Storage (New) | Storage | kgentk.txt | 2018 | 2018 | 32.8024 | - | 17.62% | 20.2% | - | - | - | - | - | 85.9% | 97.72% | 99.35% | 100% | 117% | 1543.222 | 25 | 23.1 | 46.2 | 8.333% | 88% | - | - | - | - | - | 100% | 88% | 88% | 100% | - | 730 | 15 | 4153.4889 | 1520.0302 | 1332.5279 | 1300.9308 | 694.3073 | 1176.6552 | 469.8762 | 1837.9039 | 951.4504 | 294.6743 | 82.1014 | 18 | 10
Solar_PV_Storage_Small1 | 0 | US | Commercial | Small 1 | Solar + Storage (New) | Storage | kgentk.txt | 2019 | 2019 | 31.9503 | - | 17.64% | 20.8% | - | - | - | - | - | 85.9% | 97.72% | 99.35% | 100% | 117% | 1544.876 | 25 | 22.5 | 45 | 8.333% | 88% | - | - | - | - | - | 100% | 88% | 88% | 100% | - | 730 | 15 | 4057.9194 | 1312.069 | 1377.2469 | 1368.6035 | 551.4919 | 1083.8224 | 518.5077 | 1839.4235 | 1036.4631 | 280.683 | 80.3944 | 18 | 10
Solar_PV_Storage_Small1 | 0 | US | Commercial | Small 1 | Solar + Storage (New) | Storage | kgentk.txt | 2020 | 2020 | 30.3883 | - | 17.67% | 20.8% | - | - | - | - | - | 85.9% | 97.72% | 99.35% | 100% | 117% | 1547.553 | 25 | 21.4 | 42.8 | 8.333% | 89% | - | - | - | - | - | 100% | 89% | 89% | 100% | - | 730 | 15 | 3856.7349 | 1152.093 | 1464.7187 | 1239.9232 | 506.74 | 919.6281 | 618.9053 | 1834.4331 | 917.6983 | 256.6128 | 75.8991 | 18 | 10
Solar_PV_Storage_Small1 | 0 | US | Commercial | Small 1 | Solar + Storage (New) | Storage | kgentk.txt | 2021 | 2021 | 27.2643 | - | 17.69% | 21% | - | - | - | - | - | 85.9% | 97.72% | 99.35% | 100% | 117% | 1549.7731 | 25 | 19.2 | 38.4 | 8.333% | 90% | - | - | - | - | - | 100% | 90% | 90% | 100% | - | 730 | 15 | 3851.8104 | 1091.0613 | 1508.6603 | 1252.0888 | 507.6983 | 831.2924 | 665.3898 | 1835.8111 | 941.6458 | 242.7995 | 71.8876 | 20 | 10
Solar_PV_Storage_Small1 | 0 | US | Commercial | Small 1 | Solar + Storage (New) | Storage | kgentk.txt | 2022 | 2022 | 28.5 | - | 17.7% | 21% | - | - | - | - | - | 85.9% | 97.72% | 99.35% | 100% | 117% | 1550.3504 | 25 | 20 | 40 | 8.333% | 90% | - | - | - | - | - | 100% | 90% | 90% | 100% | - | 730 | 15 | 3910.4847 | 1136.5765 | 1537.6423 | 1236.2658 | 467.1102 | 953.9896 | 683.288 | 1878.9823 | 891.0259 | 266.0757 | 75.938 | 20 | 10
Solar_PV_Storage_Small2 | 0 | US | Commercial | Small 2 | Solar + Storage (New) | Storage | kgentk.txt | 2012 | 2012 | 100 | - | 17.47% | 19.8% | - | - | - | - | - | 86% | 97.02% | 99.15% | 100% | 117% | 1529.9863 | 25 | 60 | 120 | 8.333% | 85% | - | - | - | - | - | 100% | 85% | 85% | 100% | - | 730 | 15 | 7455.3757 | 4033.2965 | 1705.1062 | 1716.973 | 1830.1291 | 3671.9457 | 1276.713 | 1521.1247 | 1206.0762 | 649.2609 | 153.1184 | 15 | 10
Solar_PV_Storage_Small2 | 0 | US | Commercial | Small 2 | Solar + Storage (New) | Storage | kgentk.txt | 2013 | 2013 | 100 | - | 17.49% | 19.8% | - | - | - | - | - | 86% | 97.2% | 99.2% | 100% | 117% | 1531.7271 | 25 | 60 | 120 | 8.333% | 86% | - | - | - | - | - | 100% | 86% | 86% | 100% | - | 730 | 15 | 6334.2602 | 3141.9637 | 1683.9688 | 1508.3276 | 1216.7755 | 3208.647 | 1253.0385 | 1492.9544 | 1035.2318 | 582.9486 | 137.5538 | 15 | 10
Solar_PV_Storage_Small2 | 0 | US | Commercial | Small 2 | Solar + Storage (New) | Storage | kgentk.txt | 2014 | 2014 | 100 | - | 17.52% | 19.8% | - | - | - | - | - | 86% | 97.37% | 99.25% | 100% | 117% | 1534.6261 | 25 | 60 | 120 | 8.333% | 86% | - | - | - | - | - | 100% | 86% | 86% | 100% | - | 730 | 15 | 6031.3682 | 2853.8789 | 1316.4511 | 1861.0381 | 1155.4879 | 2830.6517 | 841.536 | 1473.6604 | 1469.2436 | 525.8534 | 124.3155 | 15 | 10
Solar_PV_Storage_Small2 | 0 | US | Commercial | Small 2 | Solar + Storage (New) | Storage | kgentk.txt | 2015 | 2015 | 100 | - | 17.55% | 20% | - | - | - | - | - | 86% | 97.72% | 99.35% | 100% | 117% | 1537.1289 | 25 | 60 | 120 | 8.333% | 87% | - | - | - | - | - | 100% | 87% | 87% | 100% | - | 730 | 15 | 4931.2783 | 2310.8392 | 1227.166 | 1393.2731 | 1083.2834 | 2045.9263 | 740.18 | 1429.2323 | 1062.4807 | 399.4564 | 99.8009 | 15 | 10
Solar_PV_Storage_Small2 | 0 | US | Commercial | Small 2 | Solar + Storage (New) | Storage | kgentk.txt | 2016 | 2016 | 100 | - | 17.57% | 20% | - | - | - | - | - | 86% | 97.72% | 99.35% | 100% | 117% | 1538.7606 | 25 | 60 | 120 | 8.333% | 87% | - | - | - | - | - | 100% | 87% | 87% | 100% | - | 730 | 15 | 4496.1348 | 1978.53 | 1178.3377 | 1339.2671 | 1018.7823 | 1599.5795 | 683.0101 | 1409.7974 | 1056.5226 | 336.4812 | 87.6195 | 16 | 10
Solar_PV_Storage_Small2 | 0 | US | Commercial | Small 2 | Solar + Storage (New) | Storage | kgentk.txt | 2017 | 2017 | 100 | - | 17.59% | 20.2% | - | - | - | - | - | 86% | 97.72% | 99.35% | 100% | 117% | 1540.5539 | 25 | 60 | 120 | 8.333% | 87% | - | - | - | - | - | 100% | 87% | 87% | 100% | - | 730 | 15 | 3858.6498 | 1373.1602 | 1114.1952 | 1371.2944 | 586.2579 | 1311.5038 | 608.5114 | 1399.8508 | 1127.2913 | 292.2711 | 79.6348 | 17 | 10
Solar_PV_Storage_Small2 | 0 | US | Commercial | Small 2 | Solar + Storage (New) | Storage | kgentk.txt | 2018 | 2018 | 100 | - | 17.62% | 20.2% | - | - | - | - | - | 85.9% | 97.72% | 99.35% | 100% | 117% | 1543.222 | 25 | 60 | 120 | 8.333% | 88% | - | - | - | - | - | 100% | 88% | 88% | 100% | - | 730 | 15 | 3567.3134 | 1381.9562 | 992.7115 | 1192.6457 | 694.3073 | 1146.0815 | 469.8762 | 1397.0788 | 951.4504 | 266.7562 | 74.4862 | 18 | 10
Solar_PV_Storage_Small2 | 0 | US | Commercial | Small 2 | Solar + Storage (New) | Storage | kgentk.txt | 2019 | 2019 | 100 | - | 17.64% | 20.8% | - | - | - | - | - | 85.9% | 97.72% | 99.35% | 100% | 117% | 1544.876 | 25 | 60 | 120 | 8.333% | 88% | - | - | - | - | - | 100% | 88% | 88% | 100% | - | 730 | 15 | 3481.9812 | 1181.6632 | 1038.7873 | 1261.5307 | 551.4919 | 1050.2855 | 518.5077 | 1401.3591 | 1036.4631 | 252.5688 | 72.7335 | 18 | 10
Solar_PV_Storage_Small2 | 0 | US | Commercial | Small 2 | Solar + Storage (New) | Storage | kgentk.txt | 2020 | 2020 | 100 | - | 17.67% | 20.8% | - | - | - | - | - | 85.9% | 97.72% | 99.35% | 100% | 117% | 1547.553 | 25 | 60 | 120 | 8.333% | 89% | - | - | - | - | - | 100% | 89% | 89% | 100% | - | 730 | 15 | 3311.3743 | 1046.438 | 1127.77 | 1137.1664 | 506.74 | 899.4966 | 618.9053 | 1400.3073 | 917.6983 | 230.1699 | 68.6296 | 18 | 10
Solar_PV_Storage_Small2 | 0 | US | Commercial | Small 2 | Solar + Storage (New) | Storage | kgentk.txt | 2021 | 2021 | 100 | - | 17.69% | 21% | - | - | - | - | - | 85.9% | 97.72% | 99.35% | 100% | 117% | 1549.7731 | 25 | 60 | 120 | 8.333% | 90% | - | - | - | - | - | 100% | 90% | 90% | 100% | - | 730 | 15 | 3319.6341 | 995.5503 | 1173.0794 | 1151.0044 | 507.6983 | 813.0867 | 665.3898 | 1404.7449 | 941.6458 | 216.7149 | 64.702 | 20 | 10
Solar_PV_Storage_Small2 | 0 | US | Commercial | Small 2 | Solar + Storage (New) | Storage | kgentk.txt | 2022 | 2022 | 100 | - | 17.7% | 21% | - | - | - | - | - | 85.9% | 97.72% | 99.35% | 100% | 117% | 1549.7731 | 25 | 60 | 120 | 8.333% | 90% | - | - | - | - | - | 100% | 90% | 90% | 100% | - | 730 | 15 | 3358.0821 | 1026.9808 | 1201.0443 | 1130.0571 | 467.1102 | 933.1177 | 683.288 | 1448.3118 | 891.0259 | 239.6345 | 68.6573 | 20 | 10
Solar_PV_Large2 | 0 | US | Commercial | Large 2 | Solar PV (standalone) | Solar PV | kgentk.txt | 2012 | 2012 | 1000 | - | 17.65% | 19.8% | - | - | - | - | - | 86% | 97.02% | 99.15% | 100% | 121% | 1546.4917 | 25 | - | - | - | - | - | - | - | - | - | - | - | - | - | - | - | - | 3376.7898 | 1778.0381 | 987.3229 | 611.4287 | 1778.0381 | 0 | 987.3229 | 0 | 611.4287 | 0 | 32.8649 | 15 | -
Solar_PV_Large2 | 0 | US | Commercial | Large 2 | Solar PV (standalone) | Solar PV | kgentk.txt | 2013 | 2013 | 1000 | - | 17.68% | 19.8% | - | - | - | - | - | 86% | 97.2% | 99.2% | 100% | 121% | 1548.4399 | 25 | - | - | - | - | - | - | - | - | - | - | - | - | - | - | - | - | 2590.3569 | 1097.4838 | 962.7771 | 530.096 | 1097.4838 | 0 | 962.7771 | 0 | 530.096 | 0 | 29.4651 | 15 | -
Solar_PV_Large2 | 0 | US | Commercial | Large 2 | Solar PV (standalone) | Solar PV | kgentk.txt | 2014 | 2014 | 1000 | - | 17.69% | 19.8% | - | - | - | - | - | 86% | 97.37% | 99.25% | 100% | 121% | 1550.069 | 25 | - | - | - | - | - | - | - | - | - | - | - | - | - | - | - | - | 2392.1541 | 1036.9763 | 760.4648 | 594.713 | 1036.9763 | 0 | 760.4648 | 0 | 594.713 | 0 | 26.0653 | 15 | -
Solar_PV_Large2 | 0 | US | Commercial | Large 2 | Solar PV (standalone) | Solar PV | kgentk.txt | 2015 | 2015 | 1000 | - | 17.73% | 20% | - | - | - | - | - | 86% | 97.72% | 99.35% | 100% | 121% | 1552.8978 | 25 | - | - | - | - | - | - | - | - | - | - | - | - | - | - | - | - | 2333.1634 | 1016.414 | 686.7586 | 629.9908 | 1016.414 | 0 | 686.7586 | 0 | 629.9908 | 0 | 22.6655 | 15 | -
Solar_PV_Large2 | 0 | US | Commercial | Large 2 | Solar PV (standalone) | Solar PV | kgentk.txt | 2016 | 2016 | 1000 | - | 17.75% | 20% | - | - | - | - | - | 86% | 97.72% | 99.35% | 100% | 121% | 1554.5237 | 25 | - | - | - | - | - | - | - | - | - | - | - | - | - | - | - | - | 1859.7306 | 979.0895 | 471.5752 | 409.0659 | 979.0895 | 0 | 471.5752 | 0 | 409.0659 | 0 | 22.3255 | 16 | -
Solar_PV_Large2 | 0 | US | Commercial | Large 2 | Solar PV (standalone) | Solar PV | kgentk.txt | 2017 | 2017 | 1000 | - | 17.77% | 20.2% | - | - | - | - | - | 86% | 97.72% | 99.35% | 100% | 121% | 1556.706 | 25 | - | - | - | - | - | - | - | - | - | - | - | - | - | - | - | - | 1307.483 | 529.0346 | 422.0348 | 356.4136 | 529.0346 | 0 | 422.0348 | 0 | 356.4136 | 0 | 21.9855 | 17 | -
Solar_PV_Large2 | 0 | US | Commercial | Large 2 | Solar PV (standalone) | Solar PV | kgentk.txt | 2018 | 2018 | 1000 | - | 17.79% | 20.2% | - | - | - | - | - | 85.9% | 97.72% | 99.35% | 100% | 121% | 1558.7417 | 25 | - | - | - | - | - | - | - | - | - | - | - | - | - | - | - | - | 1320.8988 | 649.0102 | 371.4948 | 300.3938 | 649.0102 | 0 | 371.4948 | 0 | 300.3938 | 0 | 21.0789 | 18 | -
Solar_PV_Large2 | 0 | US | Commercial | Large 2 | Solar PV (standalone) | Solar PV | kgentk.txt | 2019 | 2019 | 1000 | - | 17.82% | 20.8% | - | - | - | - | - | 85.9% | 97.72% | 99.35% | 100% | 121% | 1561.3169 | 25 | - | - | - | - | - | - | - | - | - | - | - | - | - | - | - | - | 1149.4833 | 520.3761 | 352.6565 | 276.4507 | 520.3761 | 0 | 352.6565 | 0 | 276.4507 | 0 | 21.7589 | 18 | -
Solar_PV_Large2 | 0 | US | Commercial | Large 2 | Solar PV (standalone) | Solar PV | kgentk.txt | 2020 | 2020 | 1000 | - | 17.85% | 20.8% | - | - | - | - | - | 85.9% | 97.72% | 99.35% | 100% | 121% | 1563.9837 | 25 | - | - | - | - | - | - | - | - | - | - | - | - | - | - | - | - | 1488.0118 | 455.3713 | 469.6679 | 562.9726 | 455.3713 | 0 | 469.6679 | 0 | 562.9726 | 0 | 21.5322 | 18 | -
Solar_PV_Large2 | 0 | US | Commercial | Large 2 | Solar PV (standalone) | Solar PV | kgentk.txt | 2021 | 2021 | 1000 | - | 17.88% | 21% | - | - | - | - | - | 85.9% | 97.72% | 99.35% | 100% | 121% | 1566.7158 | 25 | - | - | - | - | - | - | - | - | - | - | - | - | - | - | - | - | 1549.9235 | 457.4802 | 515.2987 | 577.1446 | 457.4802 | 0 | 515.2987 | 0 | 577.1446 | 0 | 18.4636 | 20 | -
Solar_PV_Large2 | 0 | US | Commercial | Large 2 | Solar PV (standalone) | Solar PV | kgentk.txt | 2022 | 2022 | 1000 | - | 17.89% | 21% | - | - | - | - | - | 85.9% | 97.72% | 99.35% | 100% | 121% | 1566.7158 | 25 | - | - | - | - | - | - | - | - | - | - | - | - | - | - | - | - | 1340.3018 | 437.0506 | 420.6865 | 482.5648 | 437.0506 | 0 | 420.6865 | 0 | 482.5648 | 0 | 18.03 | 20 | -
Solar_PV_Large1 | 0 | US | Commercial | Large 1 | Solar PV (standalone) | Solar PV | kgentk.txt | 2012 | 2012 | 500 | - | 17.65% | 19.8% | - | - | - | - | - | 86% | 97.02% | 99.15% | 100% | 121% | 1546.4917 | 25 | - | - | - | - | - | - | - | - | - | - | - | - | - | - | - | - | 4312.9183 | 1830.1291 | 1276.713 | 1206.0762 | 1830.1291 | 0 | 1276.713 | 0 | 1206.0762 | 0 | 32.5839 | 15 | -
Solar_PV_Large1 | 0 | US | Commercial | Large 1 | Solar PV (standalone) | Solar PV | kgentk.txt | 2013 | 2013 | 500 | - | 17.68% | 19.8% | - | - | - | - | - | 86% | 97.2% | 99.2% | 100% | 121% | 1548.4399 | 25 | - | - | - | - | - | - | - | - | - | - | - | - | - | - | - | - | 3505.0458 | 1216.7755 | 1253.0385 | 1035.2318 | 1216.7755 | 0 | 1253.0385 | 0 | 1035.2318 | 0 | 29.2131 | 15 | -
Solar_PV_Large1 | 0 | US | Commercial | Large 1 | Solar PV (standalone) | Solar PV | kgentk.txt | 2014 | 2014 | 500 | - | 17.69% | 19.8% | - | - | - | - | - | 86% | 97.37% | 99.25% | 100% | 121% | 1550.069 | 25 | - | - | - | - | - | - | - | - | - | - | - | - | - | - | - | - | 3466.2675 | 1155.4879 | 841.536 | 1469.2436 | 1155.4879 | 0 | 841.536 | 0 | 1469.2436 | 0 | 25.8424 | 15 | -
Solar_PV_Large1 | 0 | US | Commercial | Large 1 | Solar PV (standalone) | Solar PV | kgentk.txt | 2015 | 2015 | 500 | - | 17.73% | 20% | - | - | - | - | - | 86% | 97.72% | 99.35% | 100% | 121% | 1552.8978 | 25 | - | - | - | - | - | - | - | - | - | - | - | - | - | - | - | - | 2885.9441 | 1083.2834 | 740.18 | 1062.4807 | 1083.2834 | 0 | 740.18 | 0 | 1062.4807 | 0 | 22.4717 | 15 | -
Solar_PV_Large1 | 0 | US | Commercial | Large 1 | Solar PV (standalone) | Solar PV | kgentk.txt | 2016 | 2016 | 500 | - | 17.75% | 20% | - | - | - | - | - | 86% | 97.72% | 99.35% | 100% | 121% | 1554.5237 | 25 | - | - | - | - | - | - | - | - | - | - | - | - | - | - | - | - | 2758.315 | 1018.7823 | 683.0101 | 1056.5226 | 1018.7823 | 0 | 683.0101 | 0 | 1056.5226 | 0 | 22.1346 | 16 | -
Solar_PV_Large1 | 0 | US | Commercial | Large 1 | Solar PV (standalone) | Solar PV | kgentk.txt | 2017 | 2017 | 500 | - | 17.77% | 20.2% | - | - | - | - | - | 86% | 97.72% | 99.35% | 100% | 121% | 1556.706 | 25 | - | - | - | - | - | - | - | - | - | - | - | - | - | - | - | - | 2322.0606 | 586.2579 | 608.5114 | 1127.2913 | 586.2579 | 0 | 608.5114 | 0 | 1127.2913 | 0 | 21.7975 | 17 | -
Solar_PV_Large1 | 0 | US | Commercial | Large 1 | Solar PV (standalone) | Solar PV | kgentk.txt | 2018 | 2018 | 500 | - | 17.79% | 20.2% | - | - | - | - | - | 85.9% | 97.72% | 99.35% | 100% | 121% | 1558.7417 | 25 | - | - | - | - | - | - | - | - | - | - | - | - | - | - | - | - | 2115.6339 | 694.3073 | 469.8762 | 951.4504 | 694.3073 | 0 | 469.8762 | 0 | 951.4504 | 0 | 20.8986 | 18 | -
Solar_PV_Large1 | 0 | US | Commercial | Large 1 | Solar PV (standalone) | Solar PV | kgentk.txt | 2019 | 2019 | 500 | - | 17.82% | 20.8% | - | - | - | - | - | 85.9% | 97.72% | 99.35% | 100% | 121% | 1561.3169 | 25 | - | - | - | - | - | - | - | - | - | - | - | - | - | - | - | - | 2106.4627 | 551.4919 | 518.5077 | 1036.4631 | 551.4919 | 0 | 518.5077 | 0 | 1036.4631 | 0 | 21.5728 | 18 | -
Solar_PV_Large1 | 0 | US | Commercial | Large 1 | Solar PV (standalone) | Solar PV | kgentk.txt | 2020 | 2020 | 500 | - | 17.85% | 20.8% | - | - | - | - | - | 85.9% | 97.72% | 99.35% | 100% | 121% | 1563.9837 | 25 | - | - | - | - | - | - | - | - | - | - | - | - | - | - | - | - | 1786.5225 | 455.3713 | 556.9837 | 774.1675 | 455.3713 | 0 | 556.9837 | 0 | 774.1675 | 0 | 21.3481 | 18 | -
Solar_PV_Large1 | 0 | US | Commercial | Large 1 | Solar PV (standalone) | Solar PV | kgentk.txt | 2021 | 2021 | 500 | - | 17.88% | 21% | - | - | - | - | - | 85.9% | 97.72% | 99.35% | 100% | 121% | 1566.7158 | 25 | - | - | - | - | - | - | - | - | - | - | - | - | - | - | - | - | 1831.4761 | 457.4802 | 582.4932 | 791.5027 | 457.4802 | 0 | 582.4932 | 0 | 791.5027 | 0 | 19.349 | 20 | -
Solar_PV_Large1 | 0 | US | Commercial | Large 1 | Solar PV (standalone) | Solar PV | kgentk.txt | 2022 | 2022 | 500 | - | 17.89% | 21% | - | - | - | - | - | 85.9% | 97.72% | 99.35% | 100% | 121% | 1566.7158 | 25 | - | - | - | - | - | - | - | - | - | - | - | - | - | - | - | - | 1786.3198 | 508.1711 | 537.4382 | 740.7105 | 508.1711 | 0 | 537.4382 | 0 | 740.7105 | 0 | 19.06 | 20 | -
Solar_PV_Med | 0 | US | Commercial | Medium | Solar PV (standalone) | Solar PV | kgentk.txt | 2012 | 2012 | 250 | - | 17.6% | 19.8% | - | - | - | - | - | 86% | 97.02% | 99.15% | 100% | 121% | 1541.5968 | 25 | - | - | - | - | - | - | - | - | - | - | - | - | - | - | - | - | 4312.9183 | 1830.1291 | 1276.713 | 1206.0762 | 1830.1291 | 3671.9457 | 1276.713 | 1397.6175 | 1206.0762 | 642.5112 | 32.5839 | 15 | -
Solar_PV_Med | 0 | US | Commercial | Medium | Solar PV (standalone) | Solar PV | kgentk.txt | 2013 | 2013 | 250 | - | 17.62% | 19.8% | - | - | - | - | - | 86% | 97.2% | 99.2% | 100% | 121% | 1543.1492 | 25 | - | - | - | - | - | - | - | - | - | - | - | - | - | - | - | - | 3505.0458 | 1216.7755 | 1253.0385 | 1035.2318 | 1216.7755 | 3208.647 | 1253.0385 | 1369.6991 | 1035.2318 | 576.2115 | 29.2131 | 15 | -
Solar_PV_Med | 0 | US | Commercial | Medium | Solar PV (standalone) | Solar PV | kgentk.txt | 2014 | 2014 | 250 | - | 17.64% | 19.8% | - | - | - | - | - | 86% | 97.37% | 99.25% | 100% | 121% | 1545.6401 | 25 | - | - | - | - | - | - | - | - | - | - | - | - | - | - | - | - | 3466.2675 | 1155.4879 | 841.536 | 1469.2436 | 1155.4879 | 2830.6517 | 841.536 | 1350.6101 | 1469.2436 | 519.1253 | 25.8424 | 15 | -
Solar_PV_Med | 0 | US | Commercial | Medium | Solar PV (standalone) | Solar PV | kgentk.txt | 2015 | 2015 | 250 | - | 17.68% | 20% | - | - | - | - | - | 86% | 97.72% | 99.35% | 100% | 121% | 1548.7222 | 25 | - | - | - | - | - | - | - | - | - | - | - | - | - | - | - | - | 2885.9441 | 1083.2834 | 740.18 | 1062.4807 | 1083.2834 | 2045.9263 | 740.18 | 1306.3782 | 1062.4807 | 392.7367 | 22.4717 | 15 | -
Solar_PV_Med | 0 | US | Commercial | Medium | Solar PV (standalone) | Solar PV | kgentk.txt | 2016 | 2016 | 250 | - | 17.7% | 20% | - | - | - | - | - | 86% | 97.72% | 99.35% | 100% | 121% | 1550.7324 | 25 | - | - | - | - | - | - | - | - | - | - | - | - | - | - | - | - | 2758.315 | 1018.7823 | 683.0101 | 1056.5226 | 1018.7823 | 1599.5795 | 683.0101 | 1287.0913 | 1056.5226 | 329.7663 | 22.1346 | 16 | -
Solar_PV_Med | 0 | US | Commercial | Medium | Solar PV (standalone) | Solar PV | kgentk.txt | 2017 | 2017 | 250 | - | 17.73% | 20.2% | - | - | - | - | - | 86% | 97.72% | 99.35% | 100% | 121% | 1553.0208 | 25 | - | - | - | - | - | - | - | - | - | - | - | - | - | - | - | - | 2322.0606 | 586.2579 | 608.5114 | 1127.2913 | 586.2579 | 1311.5038 | 608.5114 | 1277.299 | 1127.2913 | 285.5614 | 21.7975 | 17 | -
Solar_PV_Med | 0 | US | Commercial | Medium | Solar PV (standalone) | Solar PV | kgentk.txt | 2018 | 2018 | 250 | - | 17.75% | 20.2% | - | - | - | - | - | 85.9% | 97.72% | 99.35% | 100% | 121% | 1555.2198 | 25 | - | - | - | - | - | - | - | - | - | - | - | - | - | - | - | - | 2115.6339 | 694.3073 | 469.8762 | 951.4504 | 694.3073 | 1146.0815 | 469.8762 | 1274.6887 | 951.4504 | 260.0524 | 20.8986 | 18 | -
Solar_PV_Med | 0 | US | Commercial | Medium | Solar PV (standalone) | Solar PV | kgentk.txt | 2019 | 2019 | 250 | - | 17.78% | 20.8% | - | - | - | - | - | 85.9% | 97.72% | 99.35% | 100% | 121% | 1557.9064 | 25 | - | - | - | - | - | - | - | - | - | - | - | - | - | - | - | - | 2106.4627 | 551.4919 | 518.5077 | 1036.4631 | 551.4919 | 1050.2855 | 518.5077 | 1279.0947 | 1036.4631 | 245.8682 | 21.5728 | 18 | -
Solar_PV_Med | 0 | US | Commercial | Medium | Solar PV (standalone) | Solar PV | kgentk.txt | 2020 | 2020 | 250 | - | 17.81% | 20.8% | - | - | - | - | - | 85.9% | 97.72% | 99.35% | 100% | 121% | 1559.9904 | 25 | - | - | - | - | - | - | - | - | - | - | - | - | - | - | - | - | 1879.4661 | 455.3713 | 595.724 | 828.3708 | 455.3713 | 899.4966 | 595.724 | 1278.1926 | 828.3708 | 223.4742 | 21.3481 | 18 | -
Solar_PV_Med | 0 | US | Commercial | Medium | Solar PV (standalone) | Solar PV | kgentk.txt | 2021 | 2021 | 250 | - | 17.84% | 21% | - | - | - | - | - | 85.9% | 97.72% | 99.35% | 100% | 121% | 1562.8295 | 25 | - | - | - | - | - | - | - | - | - | - | - | - | - | - | - | - | 1937.7948 | 457.4802 | 630.7146 | 849.6 | 457.4802 | 813.0867 | 630.7146 | 1282.7605 | 849.6 | 210.0227 | 19.349 | 20 | -
Solar_PV_Med | 0 | US | Commercial | Medium | Solar PV (standalone) | Solar PV | kgentk.txt | 2022 | 2022 | 250 | - | 17.85% | 21% | - | - | - | - | - | 85.9% | 97.72% | 99.35% | 100% | 121% | 1562.8295 | 25 | - | - | - | - | - | - | - | - | - | - | - | - | - | - | - | - | 1903.379 | 508.1711 | 598.5588 | 796.6491 | 508.1711 | 933.1177 | 598.5588 | 1326.1108 | 796.6491 | 232.9195 | 19.06 | 20 | -
Solar_PV_Small1 | 0 | US | Commercial | Small 1 | Solar PV (standalone) | Solar PV | kgentk.txt | 2012 | 2012 | 28.2583 | - | 17.47% | 19.8% | - | - | - | - | - | 86% | 97.02% | 99.15% | 100% | 117% | 1529.9863 | 25 | - | - | - | - | - | - | - | - | - | - | - | - | - | - | - | - | 4312.9183 | 1830.1291 | 1276.713 | 1206.0762 | 1830.1291 | 3845.8678 | 1276.713 | 1991.6077 | 1206.0762 | 694.527 | 32.5839 | 15 | -
Solar_PV_Small1 | 0 | US | Commercial | Small 1 | Solar PV (standalone) | Solar PV | kgentk.txt | 2013 | 2013 | 31.2403 | - | 17.49% | 19.8% | - | - | - | - | - | 86% | 97.2% | 99.2% | 100% | 117% | 1531.7271 | 25 | - | - | - | - | - | - | - | - | - | - | - | - | - | - | - | - | 3505.0458 | 1216.7755 | 1253.0385 | 1035.2318 | 1216.7755 | 3306.5757 | 1253.0385 | 1954.6982 | 1035.2318 | 619.3937 | 29.2131 | 15 | -
Solar_PV_Small1 | 0 | US | Commercial | Small 1 | Solar PV (standalone) | Solar PV | kgentk.txt | 2014 | 2014 | 28.9683 | - | 17.52% | 19.8% | - | - | - | - | - | 86% | 97.37% | 99.25% | 100% | 117% | 1534.6261 | 25 | - | - | - | - | - | - | - | - | - | - | - | - | - | - | - | - | 3466.2675 | 1155.4879 | 841.536 | 1469.2436 | 1155.4879 | 2959.124 | 841.536 | 1933.748 | 1469.2436 | 565.568 | 25.8424 | 15 | -
Solar_PV_Small1 | 0 | US | Commercial | Small 1 | Solar PV (standalone) | Solar PV | kgentk.txt | 2015 | 2015 | 27.4063 | - | 17.55% | 20% | - | - | - | - | - | 86% | 97.72% | 99.35% | 100% | 117% | 1537.1289 | 25 | - | - | - | - | - | - | - | - | - | - | - | - | - | - | - | - | 2885.9441 | 1083.2834 | 740.18 | 1062.4807 | 1083.2834 | 2187.2995 | 740.18 | 1886.6276 | 1062.4807 | 440.4179 | 22.4717 | 15 | -
Solar_PV_Small1 | 0 | US | Commercial | Small 1 | Solar PV (standalone) | Solar PV | kgentk.txt | 2016 | 2016 | 27.6903 | - | 17.57% | 20% | - | - | - | - | - | 86% | 97.72% | 99.35% | 100% | 117% | 1538.7606 | 25 | - | - | - | - | - | - | - | - | - | - | - | - | - | - | - | - | 2758.315 | 1018.7823 | 683.0101 | 1056.5226 | 1018.7823 | 1654.7652 | 683.0101 | 1858.5757 | 1056.5226 | 367.5173 | 22.1346 | 16 | -
Solar_PV_Small1 | 0 | US | Commercial | Small 1 | Solar PV (standalone) | Solar PV | kgentk.txt | 2017 | 2017 | 32.3764 | - | 17.59% | 20.2% | - | - | - | - | - | 86% | 97.72% | 99.35% | 100% | 117% | 1540.5539 | 25 | - | - | - | - | - | - | - | - | - | - | - | - | - | - | - | - | 2322.0606 | 586.2579 | 608.5114 | 1127.2913 | 586.2579 | 1351.6985 | 608.5114 | 1844.4964 | 1127.2913 | 321.442 | 21.7975 | 17 | -
Solar_PV_Small1 | 0 | US | Commercial | Small 1 | Solar PV (standalone) | Solar PV | kgentk.txt | 2018 | 2018 | 32.8024 | - | 17.62% | 20.2% | - | - | - | - | - | 85.9% | 97.72% | 99.35% | 100% | 117% | 1543.222 | 25 | - | - | - | - | - | - | - | - | - | - | - | - | - | - | - | - | 2115.6339 | 694.3073 | 469.8762 | 951.4504 | 694.3073 | 1176.6552 | 469.8762 | 1837.9039 | 951.4504 | 294.6743 | 20.8986 | 18 | -
Solar_PV_Small1 | 0 | US | Commercial | Small 1 | Solar PV (standalone) | Solar PV | kgentk.txt | 2019 | 2019 | 31.9503 | - | 17.64% | 20.8% | - | - | - | - | - | 85.9% | 97.72% | 99.35% | 100% | 117% | 1544.876 | 25 | - | - | - | - | - | - | - | - | - | - | - | - | - | - | - | - | 2106.4627 | 551.4919 | 518.5077 | 1036.4631 | 551.4919 | 1083.8224 | 518.5077 | 1839.4235 | 1036.4631 | 280.683 | 21.5728 | 18 | -
Solar_PV_Small1 | 0 | US | Commercial | Small 1 | Solar PV (standalone) | Solar PV | kgentk.txt | 2020 | 2020 | 30.3883 | - | 17.67% | 20.8% | - | - | - | - | - | 85.9% | 97.72% | 99.35% | 100% | 117% | 1547.553 | 25 | - | - | - | - | - | - | - | - | - | - | - | - | - | - | - | - | 2043.3436 | 506.74 | 618.9053 | 917.6983 | 506.74 | 919.6281 | 618.9053 | 1834.4331 | 917.6983 | 256.6128 | 21.3481 | 18 | -
Solar_PV_Small1 | 0 | US | Commercial | Small 1 | Solar PV (standalone) | Solar PV | kgentk.txt | 2021 | 2021 | 27.2643 | - | 17.69% | 21% | - | - | - | - | - | 85.9% | 97.72% | 99.35% | 100% | 117% | 1549.7731 | 25 | - | - | - | - | - | - | - | - | - | - | - | - | - | - | - | - | 2114.7339 | 507.6983 | 665.3898 | 941.6458 | 507.6983 | 831.2924 | 665.3898 | 1835.8111 | 941.6458 | 242.7995 | 19.349 | 20 | -
Solar_PV_Small1 | 0 | US | Commercial | Small 1 | Solar PV (standalone) | Solar PV | kgentk.txt | 2022 | 2022 | 28.5 | - | 17.7% | 21% | - | - | - | - | - | 85.9% | 97.72% | 99.35% | 100% | 117% | 1550.3504 | 25 | - | - | - | - | - | - | - | - | - | - | - | - | - | - | - | - | 2041.4241 | 467.1102 | 683.288 | 891.0259 | 467.1102 | 953.9896 | 683.288 | 1878.9823 | 891.0259 | 266.0757 | 19.06 | 20 | -
Solar_PV_Small2 | 0 | US | Commercial | Small 2 | Solar PV (standalone) | Solar PV | kgentk.txt | 2012 | 2012 | 100 | - | 17.47% | 19.8% | - | - | - | - | - | 86% | 97.02% | 99.15% | 100% | 117% | 1529.9863 | 25 | - | - | - | - | - | - | - | - | - | - | - | - | - | - | - | - | 4312.9183 | 1830.1291 | 1276.713 | 1206.0762 | 1830.1291 | 3671.9457 | 1276.713 | 1521.1247 | 1206.0762 | 649.2609 | 32.5839 | 15 | -
Solar_PV_Small2 | 0 | US | Commercial | Small 2 | Solar PV (standalone) | Solar PV | kgentk.txt | 2013 | 2013 | 100 | - | 17.49% | 19.8% | - | - | - | - | - | 86% | 97.2% | 99.2% | 100% | 117% | 1531.7271 | 25 | - | - | - | - | - | - | - | - | - | - | - | - | - | - | - | - | 3505.0458 | 1216.7755 | 1253.0385 | 1035.2318 | 1216.7755 | 3208.647 | 1253.0385 | 1492.9544 | 1035.2318 | 582.9486 | 29.2131 | 15 | -
Solar_PV_Small2 | 0 | US | Commercial | Small 2 | Solar PV (standalone) | Solar PV | kgentk.txt | 2014 | 2014 | 100 | - | 17.52% | 19.8% | - | - | - | - | - | 86% | 97.37% | 99.25% | 100% | 117% | 1534.6261 | 25 | - | - | - | - | - | - | - | - | - | - | - | - | - | - | - | - | 3466.2675 | 1155.4879 | 841.536 | 1469.2436 | 1155.4879 | 2830.6517 | 841.536 | 1473.6604 | 1469.2436 | 525.8534 | 25.8424 | 15 | -
Solar_PV_Small2 | 0 | US | Commercial | Small 2 | Solar PV (standalone) | Solar PV | kgentk.txt | 2015 | 2015 | 100 | - | 17.55% | 20% | - | - | - | - | - | 86% | 97.72% | 99.35% | 100% | 117% | 1537.1289 | 25 | - | - | - | - | - | - | - | - | - | - | - | - | - | - | - | - | 2885.9441 | 1083.2834 | 740.18 | 1062.4807 | 1083.2834 | 2045.9263 | 740.18 | 1429.2323 | 1062.4807 | 399.4564 | 22.4717 | 15 | -
Solar_PV_Small2 | 0 | US | Commercial | Small 2 | Solar PV (standalone) | Solar PV | kgentk.txt | 2016 | 2016 | 100 | - | 17.57% | 20% | - | - | - | - | - | 86% | 97.72% | 99.35% | 100% | 117% | 1538.7606 | 25 | - | - | - | - | - | - | - | - | - | - | - | - | - | - | - | - | 2758.315 | 1018.7823 | 683.0101 | 1056.5226 | 1018.7823 | 1599.5795 | 683.0101 | 1409.7974 | 1056.5226 | 336.4812 | 22.1346 | 16 | -
Solar_PV_Small2 | 0 | US | Commercial | Small 2 | Solar PV (standalone) | Solar PV | kgentk.txt | 2017 | 2017 | 100 | - | 17.59% | 20.2% | - | - | - | - | - | 86% | 97.72% | 99.35% | 100% | 117% | 1540.5539 | 25 | - | - | - | - | - | - | - | - | - | - | - | - | - | - | - | - | 2322.0606 | 586.2579 | 608.5114 | 1127.2913 | 586.2579 | 1311.5038 | 608.5114 | 1399.8508 | 1127.2913 | 292.2711 | 21.7975 | 17 | -
Solar_PV_Small2 | 0 | US | Commercial | Small 2 | Solar PV (standalone) | Solar PV | kgentk.txt | 2018 | 2018 | 100 | - | 17.62% | 20.2% | - | - | - | - | - | 85.9% | 97.72% | 99.35% | 100% | 117% | 1543.222 | 25 | - | - | - | - | - | - | - | - | - | - | - | - | - | - | - | - | 2115.6339 | 694.3073 | 469.8762 | 951.4504 | 694.3073 | 1146.0815 | 469.8762 | 1397.0788 | 951.4504 | 266.7562 | 20.8986 | 18 | -
Solar_PV_Small2 | 0 | US | Commercial | Small 2 | Solar PV (standalone) | Solar PV | kgentk.txt | 2019 | 2019 | 100 | - | 17.64% | 20.8% | - | - | - | - | - | 85.9% | 97.72% | 99.35% | 100% | 117% | 1544.876 | 25 | - | - | - | - | - | - | - | - | - | - | - | - | - | - | - | - | 2106.4627 | 551.4919 | 518.5077 | 1036.4631 | 551.4919 | 1050.2855 | 518.5077 | 1401.3591 | 1036.4631 | 252.5688 | 21.5728 | 18 | -
Solar_PV_Small2 | 0 | US | Commercial | Small 2 | Solar PV (standalone) | Solar PV | kgentk.txt | 2020 | 2020 | 100 | - | 17.67% | 20.8% | - | - | - | - | - | 85.9% | 97.72% | 99.35% | 100% | 117% | 1547.553 | 25 | - | - | - | - | - | - | - | - | - | - | - | - | - | - | - | - | 2043.3436 | 506.74 | 618.9053 | 917.6983 | 506.74 | 899.4966 | 618.9053 | 1400.3073 | 917.6983 | 230.1699 | 21.3481 | 18 | -
Solar_PV_Small2 | 0 | US | Commercial | Small 2 | Solar PV (standalone) | Solar PV | kgentk.txt | 2021 | 2021 | 100 | - | 17.69% | 21% | - | - | - | - | - | 85.9% | 97.72% | 99.35% | 100% | 117% | 1549.7731 | 25 | - | - | - | - | - | - | - | - | - | - | - | - | - | - | - | - | 2114.7339 | 507.6983 | 665.3898 | 941.6458 | 507.6983 | 813.0867 | 665.3898 | 1404.7449 | 941.6458 | 216.7149 | 19.349 | 20 | -
Solar_PV_Small2 | 0 | US | Commercial | Small 2 | Solar PV (standalone) | Solar PV | kgentk.txt | 2022 | 2022 | 100 | - | 17.7% | 21% | - | - | - | - | - | 85.9% | 97.72% | 99.35% | 100% | 117% | 1549.7731 | 25 | - | - | - | - | - | - | - | - | - | - | - | - | - | - | - | - | 2041.4241 | 467.1102 | 683.288 | 891.0259 | 467.1102 | 933.1177 | 683.288 | 1448.3118 | 891.0259 | 239.6345 | 19.06 | 20 | -
Storage_Large | 0 | US | Commercial | Large 1 | Storage (standalone) | Storage | kgentk.txt | 2012 | 2012 | - | - | - | - | - | - | - | - | - | - | - | - | - | - | - | - | 300 | 600 | 8.333% | 85% | - | - | - | - | - | 100% | 85% | 85% | 100% | - | 730 | 15 | 5625.5176 | 3671.9457 | 871.4127 | 1082.1592 | 0 | 3671.9457 | 0 | 1315.5901 | 0 | 637.9818 | 140.6379 | - | 10
Storage_Large | 0 | US | Commercial | Large 1 | Storage (standalone) | Storage | kgentk.txt | 2013 | 2013 | - | - | - | - | - | - | - | - | - | - | - | - | - | - | - | - | 300 | 600 | 8.333% | 86% | - | - | - | - | - | 100% | 86% | 86% | 100% | - | 730 | 15 | 5068.1515 | 3208.647 | 871.8927 | 987.6118 | 0 | 3208.647 | 0 | 1287.8156 | 0 | 571.6888 | 126.7038 | - | 10
Storage_Large | 0 | US | Commercial | Large 1 | Storage (standalone) | Storage | kgentk.txt | 2014 | 2014 | - | - | - | - | - | - | - | - | - | - | - | - | - | - | - | - | 300 | 600 | 8.333% | 86% | - | - | - | - | - | 100% | 86% | 86% | 100% | - | 730 | 15 | 4614.0776 | 2830.6517 | 874.4441 | 908.9819 | 0 | 2830.6517 | 0 | 1268.8204 | 0 | 514.6055 | 115.3519 | - | 10
Storage_Large | 0 | US | Commercial | Large 1 | Storage (standalone) | Storage | kgentk.txt | 2015 | 2015 | - | - | - | - | - | - | - | - | - | - | - | - | - | - | - | - | 300 | 600 | 8.333% | 87% | - | - | - | - | - | 100% | 87% | 87% | 100% | - | 730 | 15 | 3658.8187 | 2045.9263 | 877.3605 | 735.5318 | 0 | 2045.9263 | 0 | 1224.6731 | 0 | 388.2192 | 91.4705 | - | 10
Storage_Large | 0 | US | Commercial | Large 1 | Storage (standalone) | Storage | kgentk.txt | 2016 | 2016 | - | - | - | - | - | - | - | - | - | - | - | - | - | - | - | - | 300 | 600 | 8.333% | 87% | - | - | - | - | - | 100% | 87% | 87% | 100% | - | 730 | 15 | 3130.2459 | 1599.5795 | 882.4063 | 648.2601 | 0 | 1599.5795 | 0 | 1205.4193 | 0 | 325.2471 | 78.2561 | - | 10
Storage_Large | 0 | US | Commercial | Large 1 | Storage (standalone) | Storage | kgentk.txt | 2017 | 2017 | - | - | - | - | - | - | - | - | - | - | - | - | - | - | - | - | 300 | 600 | 8.333% | 87% | - | - | - | - | - | 100% | 87% | 87% | 100% | - | 730 | 15 | 2788.2123 | 1311.5038 | 887.1367 | 589.5717 | 0 | 1311.5038 | 0 | 1195.6673 | 0 | 281.0411 | 69.7053 | - | 10
Storage_Large | 0 | US | Commercial | Large 1 | Storage (standalone) | Storage | kgentk.txt | 2018 | 2018 | - | - | - | - | - | - | - | - | - | - | - | - | - | - | - | - | 300 | 600 | 8.333% | 88% | - | - | - | - | - | 100% | 88% | 88% | 100% | - | 730 | 15 | 2594.7184 | 1146.0815 | 891.5166 | 557.1203 | 0 | 1146.0815 | 0 | 1193.1052 | 0 | 255.5317 | 64.868 | - | 10
Storage_Large | 0 | US | Commercial | Large 1 | Storage (standalone) | Storage | kgentk.txt | 2019 | 2019 | - | - | - | - | - | - | - | - | - | - | - | - | - | - | - | - | 300 | 600 | 8.333% | 88% | - | - | - | - | - | 100% | 88% | 88% | 100% | - | 730 | 15 | 2489.1508 | 1050.2855 | 897.4726 | 541.3927 | 0 | 1050.2855 | 0 | 1197.5213 | 0 | 241.344 | 62.2288 | - | 10
Storage_Large | 0 | US | Commercial | Large 1 | Storage (standalone) | Storage | kgentk.txt | 2020 | 2020 | - | - | - | - | - | - | - | - | - | - | - | - | - | - | - | - | 300 | 600 | 8.333% | 89% | - | - | - | - | - | 100% | 89% | 89% | 100% | - | 730 | 15 | 2315.1006 | 899.4966 | 902.3264 | 513.2776 | 0 | 899.4966 | 0 | 1196.6553 | 0 | 218.9486 | 57.8775 | - | 10
Storage_Large | 0 | US | Commercial | Large 1 | Storage (standalone) | Storage | kgentk.txt | 2021 | 2021 | - | - | - | - | - | - | - | - | - | - | - | - | - | - | - | - | 300 | 600 | 8.333% | 90% | - | - | - | - | - | 100% | 90% | 90% | 100% | - | 730 | 15 | 2219.8195 | 813.0867 | 908.0232 | 498.7097 | 0 | 813.0867 | 0 | 1201.2386 | 0 | 205.4942 | 55.4955 | - | 10
Storage_Large | 0 | US | Commercial | Large 1 | Storage (standalone) | Storage | kgentk.txt | 2022 | 2022 | - | - | - | - | - | - | - | - | - | - | - | - | - | - | - | - | 300 | 600 | 8.333% | 90% | - | - | - | - | - | 100% | 90% | 90% | 100% | - | 730 | 15 | 2405.708 | 933.1177 | 929.2448 | 543.3455 | 0 | 933.1177 | 0 | 1244.2305 | 0 | 228.3597 | 60.1427 | - | 10
Storage_Medium | 0 | US | Commercial | Medium | Storage (standalone) | Storage | kgentk.txt | 2012 | 2012 | - | - | - | - | - | - | - | - | - | - | - | - | - | - | - | - | 150 | 300 | 8.333% | 85% | - | - | - | - | - | 100% | 85% | 85% | 100% | - | 730 | 15 | 5712.0744 | 3671.9457 | 943.7418 | 1096.3869 | 0 | 3671.9457 | 0 | 1397.6175 | 0 | 642.5112 | 142.8019 | - | 10
Storage_Medium | 0 | US | Commercial | Medium | Storage (standalone) | Storage | kgentk.txt | 2013 | 2013 | - | - | - | - | - | - | - | - | - | - | - | - | - | - | - | - | 150 | 300 | 8.333% | 86% | - | - | - | - | - | 100% | 86% | 86% | 100% | - | 730 | 15 | 5154.5576 | 3208.647 | 944.0785 | 1001.8321 | 0 | 3208.647 | 0 | 1369.6991 | 0 | 576.2115 | 128.8639 | - | 10
Storage_Medium | 0 | US | Commercial | Medium | Storage (standalone) | Storage | kgentk.txt | 2014 | 2014 | - | - | - | - | - | - | - | - | - | - | - | - | - | - | - | - | 150 | 300 | 8.333% | 86% | - | - | - | - | - | 100% | 86% | 86% | 100% | - | 730 | 15 | 4700.3871 | 2830.6517 | 946.5175 | 923.2179 | 0 | 2830.6517 | 0 | 1350.6101 | 0 | 519.1253 | 117.5097 | - | 10
Storage_Medium | 0 | US | Commercial | Medium | Storage (standalone) | Storage | kgentk.txt | 2015 | 2015 | - | - | - | - | - | - | - | - | - | - | - | - | - | - | - | - | 150 | 300 | 8.333% | 87% | - | - | - | - | - | 100% | 87% | 87% | 100% | - | 730 | 15 | 3745.0412 | 2045.9263 | 949.3273 | 749.7876 | 0 | 2045.9263 | 0 | 1306.3782 | 0 | 392.7367 | 93.626 | - | 10
Storage_Medium | 0 | US | Commercial | Medium | Storage (standalone) | Storage | kgentk.txt | 2016 | 2016 | - | - | - | - | - | - | - | - | - | - | - | - | - | - | - | - | 150 | 300 | 8.333% | 87% | - | - | - | - | - | 100% | 87% | 87% | 100% | - | 730 | 15 | 3216.4371 | 1599.5795 | 954.2982 | 662.5593 | 0 | 1599.5795 | 0 | 1287.0913 | 0 | 329.7663 | 80.4109 | - | 10
Storage_Medium | 0 | US | Commercial | Medium | Storage (standalone) | Storage | kgentk.txt | 2017 | 2017 | - | - | - | - | - | - | - | - | - | - | - | - | - | - | - | - | 150 | 300 | 8.333% | 87% | - | - | - | - | - | 100% | 87% | 87% | 100% | - | 730 | 15 | 2874.3643 | 1311.5038 | 958.9495 | 603.911 | 0 | 1311.5038 | 0 | 1277.299 | 0 | 285.5614 | 71.8591 | - | 10
Storage_Medium | 0 | US | Commercial | Medium | Storage (standalone) | Storage | kgentk.txt | 2018 | 2018 | - | - | - | - | - | - | - | - | - | - | - | - | - | - | - | - | 150 | 300 | 8.333% | 88% | - | - | - | - | - | 100% | 88% | 88% | 100% | - | 730 | 15 | 2680.8227 | 1146.0815 | 963.2455 | 571.4957 | 0 | 1146.0815 | 0 | 1274.6887 | 0 | 260.0524 | 67.0206 | - | 10
Storage_Medium | 0 | US | Commercial | Medium | Storage (standalone) | Storage | kgentk.txt | 2019 | 2019 | - | - | - | - | - | - | - | - | - | - | - | - | - | - | - | - | 150 | 300 | 8.333% | 88% | - | - | - | - | - | 100% | 88% | 88% | 100% | - | 730 | 15 | 2575.2484 | 1050.2855 | 969.141 | 555.8219 | 0 | 1050.2855 | 0 | 1279.0947 | 0 | 245.8682 | 64.3812 | - | 10
Storage_Medium | 0 | US | Commercial | Medium | Storage (standalone) | Storage | kgentk.txt | 2020 | 2020 | - | - | - | - | - | - | - | - | - | - | - | - | - | - | - | - | 150 | 300 | 8.333% | 89% | - | - | - | - | - | 100% | 89% | 89% | 100% | - | 730 | 15 | 2401.1635 | 899.4966 | 973.9186 | 527.7482 | 0 | 899.4966 | 0 | 1278.1926 | 0 | 223.4742 | 60.0291 | - | 10
Storage_Medium | 0 | US | Commercial | Medium | Storage (standalone) | Storage | kgentk.txt | 2021 | 2021 | - | - | - | - | - | - | - | - | - | - | - | - | - | - | - | - | 150 | 300 | 8.333% | 90% | - | - | - | - | - | 100% | 90% | 90% | 100% | - | 730 | 15 | 2305.8699 | 813.0867 | 979.5519 | 513.2313 | 0 | 813.0867 | 0 | 1282.7605 | 0 | 210.0227 | 57.6467 | - | 10
Storage_Medium | 0 | US | Commercial | Medium | Storage (standalone) | Storage | kgentk.txt | 2022 | 2022 | - | - | - | - | - | - | - | - | - | - | - | - | - | - | - | - | 150 | 300 | 8.333% | 90% | - | - | - | - | - | 100% | 90% | 90% | 100% | - | 730 | 15 | 2492.1479 | 933.1177 | 1000.9392 | 558.091 | 0 | 933.1177 | 0 | 1326.1108 | 0 | 232.9195 | 62.3037 | - | 10
Storage_Small | 0 | US | Commercial | Small 2 | Storage (standalone) | Storage | kgentk.txt | 2012 | 2012 | - | - | - | - | - | - | - | - | - | - | - | - | - | - | - | - | 60 | 120 | 8.333% | 85% | - | - | - | - | - | 100% | 85% | 85% | 100% | - | 730 | 15 | 5842.3313 | 3671.9457 | 1053.5576 | 1116.828 | 0 | 3671.9457 | 0 | 1521.1247 | 0 | 649.2609 | 146.0583 | - | 10
Storage_Small | 0 | US | Commercial | Small 2 | Storage (standalone) | Storage | kgentk.txt | 2013 | 2013 | - | - | - | - | - | - | - | - | - | - | - | - | - | - | - | - | 60 | 120 | 8.333% | 86% | - | - | - | - | - | 100% | 86% | 86% | 100% | - | 730 | 15 | 5284.55 | 3208.647 | 1053.6548 | 1022.2482 | 0 | 3208.647 | 0 | 1492.9544 | 0 | 582.9486 | 132.1138 | - | 10
Storage_Small | 0 | US | Commercial | Small 2 | Storage (standalone) | Storage | kgentk.txt | 2014 | 2014 | - | - | - | - | - | - | - | - | - | - | - | - | - | - | - | - | 60 | 120 | 8.333% | 86% | - | - | - | - | - | 100% | 86% | 86% | 100% | - | 730 | 15 | 4830.1654 | 2830.6517 | 1055.8833 | 943.6305 | 0 | 2830.6517 | 0 | 1473.6604 | 0 | 525.8534 | 120.7541 | - | 10
Storage_Small | 0 | US | Commercial | Small 2 | Storage (standalone) | Storage | kgentk.txt | 2015 | 2015 | - | - | - | - | - | - | - | - | - | - | - | - | - | - | - | - | 60 | 120 | 8.333% | 87% | - | - | - | - | - | 100% | 87% | 87% | 100% | - | 730 | 15 | 3874.615 | 2045.9263 | 1058.4881 | 770.2005 | 0 | 2045.9263 | 0 | 1429.2323 | 0 | 399.4564 | 96.8654 | - | 10
Storage_Small | 0 | US | Commercial | Small 2 | Storage (standalone) | Storage | kgentk.txt | 2016 | 2016 | - | - | - | - | - | - | - | - | - | - | - | - | - | - | - | - | 60 | 120 | 8.333% | 87% | - | - | - | - | - | 100% | 87% | 87% | 100% | - | 730 | 15 | 3345.8581 | 1599.5795 | 1063.2838 | 682.9948 | 0 | 1599.5795 | 0 | 1409.7974 | 0 | 336.4812 | 83.6465 | - | 10
Storage_Small | 0 | US | Commercial | Small 2 | Storage (standalone) | Storage | kgentk.txt | 2017 | 2017 | - | - | - | - | - | - | - | - | - | - | - | - | - | - | - | - | 60 | 120 | 8.333% | 87% | - | - | - | - | - | 100% | 87% | 87% | 100% | - | 730 | 15 | 3003.6256 | 1311.5038 | 1067.7562 | 624.3657 | 0 | 1311.5038 | 0 | 1399.8508 | 0 | 292.2711 | 75.0906 | - | 10
Storage_Small | 0 | US | Commercial | Small 2 | Storage (standalone) | Storage | kgentk.txt | 2018 | 2018 | - | - | - | - | - | - | - | - | - | - | - | - | - | - | - | - | 60 | 120 | 8.333% | 88% | - | - | - | - | - | 100% | 88% | 88% | 100% | - | 730 | 15 | 2809.9166 | 1146.0815 | 1071.869 | 591.966 | 0 | 1146.0815 | 0 | 1397.0788 | 0 | 266.7562 | 70.2479 | - | 10
Storage_Small | 0 | US | Commercial | Small 2 | Storage (standalone) | Storage | kgentk.txt | 2019 | 2019 | - | - | - | - | - | - | - | - | - | - | - | - | - | - | - | - | 60 | 120 | 8.333% | 88% | - | - | - | - | - | 100% | 88% | 88% | 100% | - | 730 | 15 | 2704.2134 | 1050.2855 | 1077.6036 | 576.3243 | 0 | 1050.2855 | 0 | 1401.3591 | 0 | 252.5688 | 67.6053 | - | 10
Storage_Small | 0 | US | Commercial | Small 2 | Storage (standalone) | Storage | kgentk.txt | 2020 | 2020 | - | - | - | - | - | - | - | - | - | - | - | - | - | - | - | - | 60 | 120 | 8.333% | 89% | - | - | - | - | - | 100% | 89% | 89% | 100% | - | 730 | 15 | 2529.9738 | 899.4966 | 1082.2058 | 548.2714 | 0 | 899.4966 | 0 | 1400.3073 | 0 | 230.1699 | 63.2493 | - | 10
Storage_Small | 0 | US | Commercial | Small 2 | Storage (standalone) | Storage | kgentk.txt | 2021 | 2021 | - | - | - | - | - | - | - | - | - | - | - | - | - | - | - | - | 60 | 120 | 8.333% | 90% | - | - | - | - | - | 100% | 90% | 90% | 100% | - | 730 | 15 | 2434.5465 | 813.0867 | 1087.6759 | 533.784 | 0 | 813.0867 | 0 | 1404.7449 | 0 | 216.7149 | 60.8637 | - | 10
Storage_Small | 0 | US | Commercial | Small 2 | Storage (standalone) | Storage | kgentk.txt | 2022 | 2022 | - | - | - | - | - | - | - | - | - | - | - | - | - | - | - | - | 60 | 120 | 8.333% | 90% | - | - | - | - | - | 100% | 90% | 90% | 100% | - | 730 | 15 | 2621.064 | 933.1177 | 1109.1126 | 578.8337 | 0 | 933.1177 | 0 | 1448.3118 | 0 | 239.6345 | 65.5266 | - | 10

## Wind Summary - US
Commercial Distributed Wind Technology Attributes and Cost Data (2012-2022, U.S. Average) | [8 empty] | Category | Technology Attributes | Technology Attributes | Technology Attributes | Technology Attributes | Technology Attributes | Technology Attributes | Technology Attributes | Technology Attributes | Technology Attributes | Technology Attributes | Technology Attributes | Technology Attributes | Technology Attributes | Technology Attributes | Technology Attributes | Technology Attributes | Total Costs | Equipment Costs | Installation Costs | Installation Costs | O&M Costs | Replacement Costs | Replacement Costs
[9 empty] | Metric | Capacity | Energy | Capacity Factor | Electrical Efficiency | Thermal Efficiency | System Efficiency | Electric Heat Rate, HHV | Net Heat Rate | Thermal Energy Output | System Losses | Year 1 Degradation | Annual Degradation | System Availability | Inverter Loading Raio (ILR) | Annual Hours of Operation | Equipment Life | All-in Total Cost | Turbine | BOS | Financing | Annual O&M Costs | Replacement Interval | Replacement Costs
[9 empty] | Units | kW-AC | kWh-AC | % | % | % | % | Btu/kWh | Btu/kWh | Btu/hr | % | % | % | % | - | Hours | Years | $/kW-AC | $/kW-AC | $/kW-AC | $/kW-AC | $/kW-yr AC | Years | $/kW-yr AC
[30 empty] | OHP | OHP | OHP
Equip_Name | Fuel_Type | State | Sector | Size Bin | Configuration | Technology | NEMS File | First_Year | Last_Year | Avg_kW | Avg_kWh | Capacity_Factor | Elec_Eff (Wind_Cap_Fac) | Heat_Rec_Eff | System_Eff | Electric_HR | Net_HR | Thermal_Output | Loss_Fac | Degr_Fac1 | Degr_Fac | Avail | ILR | Annual_Hours | Eq_Life | Inst_Cost | Equip_Cost | bos_cost | fin_cost | Annual_Maint_Cost | IntervalYr | IntervalCst
Wind_Large | 0 | US | Commercial | Large | Large Distributed Wind | Wind | kgentk.txt | 2012 | 2012 | 1495.0073 | - | - | 26.5% | - | - | - | - | - | 88.5% | 100% | 100% | 99% | - | 4500 | 25 | 3817.3306 | 2725.0607 | 1002.7925 | 89.4774 | 57.6439 | 25 | 3727.8532
Wind_Large | 0 | US | Commercial | Large | Large Distributed Wind | Wind | kgentk.txt | 2013 | 2013 | 1682.048 | - | - | 26.45% | - | - | - | - | - | 88.5% | 100% | 100% | 99% | - | 4500 | 25 | 3752.5357 | 2678.8059 | 985.7712 | 87.9586 | 55.4177 | 25 | 3664.5771
Wind_Large | 0 | US | Commercial | Large | Large Distributed Wind | Wind | kgentk.txt | 2014 | 2014 | 1904.1904 | - | - | 26.29% | - | - | - | - | - | 88.5% | 100% | 100% | 99% | - | 4500 | 25 | 3734.7405 | 2666.1024 | 981.0965 | 87.5415 | 53.3866 | 25 | 3647.199
Wind_Large | 0 | US | Commercial | Large | Large Distributed Wind | Wind | kgentk.txt | 2015 | 2015 | 1936.7082 | - | - | 26.07% | - | - | - | - | - | 88.5% | 100% | 100% | 99% | - | 4500 | 25 | 3266.0494 | 2331.52 | 857.9739 | 76.5555 | 51.2731 | 25 | 3189.4939
Wind_Large | 0 | US | Commercial | Large | Large Distributed Wind | Wind | kgentk.txt | 2016 | 2016 | 1994.4377 | - | - | 25.64% | - | - | - | - | - | 88.5% | 100% | 100% | 99% | - | 4500 | 25 | 3151.3084 | 2249.6104 | 827.832 | 73.866 | 50.025 | 25 | 3077.4425
Wind_Large | 0 | US | Commercial | Large | Large Distributed Wind | Wind | kgentk.txt | 2017 | 2017 | 1995.248 | - | - | 25.41% | - | - | - | - | - | 88.5% | 100% | 100% | 99% | - | 4500 | 25 | 3121.6496 | 2228.4381 | 820.0408 | 73.1708 | 48.167 | 25 | 3048.4789
Wind_Large | 0 | US | Commercial | Large | Large Distributed Wind | Wind | kgentk.txt | 2018 | 2018 | 2000 | - | - | 25.33% | - | - | - | - | - | 88.5% | 100% | 100% | 99% | - | 4500 | 25 | 3036.5635 | 2167.698 | 797.6891 | 71.1764 | 44.0744 | 25 | 2965.3871
Wind_Large | 0 | US | Commercial | Large | Large Distributed Wind | Wind | kgentk.txt | 2019 | 2019 | 2000 | - | - | 25.04% | - | - | - | - | - | 88.5% | 100% | 100% | 99% | - | 4500 | 25 | 2764.4571 | 1973.4506 | 726.2082 | 64.7983 | 41.6692 | 25 | 2699.6589
Wind_Large | 0 | US | Commercial | Large | Large Distributed Wind | Wind | kgentk.txt | 2020 | 2020 | 2000 | - | - | 24.34% | - | - | - | - | - | 88.5% | 100% | 100% | 99% | - | 4500 | 25 | 2656.1032 | 1896.1005 | 697.7442 | 62.2585 | 40.0683 | 25 | 2593.8447
Wind_Large | 0 | US | Commercial | Large | Large Distributed Wind | Wind | kgentk.txt | 2021 | 2021 | 2000 | - | - | 24.12% | - | - | - | - | - | 88.5% | 100% | 100% | 99% | - | 4500 | 25 | 2632.4482 | 1857.6074 | 683.5792 | 91.2617 | 39.7833 | 25 | 2541.1865
Wind_Large | 0 | US | Commercial | Large | Large Distributed Wind | Wind | kgentk.txt | 2022 | 2022 | 2000 | - | - | 24.03% | - | - | - | - | - | 88.5% | 100% | 100% | 99% | - | 4500 | 25 | 3036.2526 | 2142.555 | 788.4368 | 105.2608 | 38.0386 | 25 | 2930.9919
Wind_Med | 0 | US | Commercial | Medium | Medium Distributed Wind | Wind | kgentk.txt | 2012 | 2012 | 275.0258 | - | - | 20.4% | - | - | - | - | - | 88.5% | 100% | 100% | 99% | - | 4500 | 20 | 4815.9208 | 2859.4463 | 1843.5904 | 112.8841 | 57.6439 | 25 | 4703.0367
Wind_Med | 0 | US | Commercial | Medium | Medium Distributed Wind | Wind | kgentk.txt | 2013 | 2013 | 283.1302 | - | - | 20.36% | - | - | - | - | - | 88.5% | 100% | 100% | 99% | - | 4500 | 20 | 4728.2589 | 2807.3972 | 1810.0324 | 110.8293 | 55.4177 | 25 | 4617.4295
Wind_Med | 0 | US | Commercial | Medium | Medium Distributed Wind | Wind | kgentk.txt | 2014 | 2014 | 284.9568 | - | - | 20.3% | - | - | - | - | - | 88.5% | 100% | 100% | 99% | - | 4500 | 20 | 4705.8365 | 2794.0839 | 1801.4488 | 110.3038 | 53.3866 | 25 | 4595.5328
Wind_Med | 0 | US | Commercial | Medium | Medium Distributed Wind | Wind | kgentk.txt | 2015 | 2015 | 286.7951 | - | - | 20.09% | - | - | - | - | - | 88.5% | 100% | 100% | 99% | - | 4500 | 20 | 4119.3457 | 2445.8558 | 1576.9333 | 96.5566 | 51.2731 | 25 | 4022.7892
Wind_Med | 0 | US | Commercial | Medium | Medium Distributed Wind | Wind | kgentk.txt | 2016 | 2016 | 288.6453 | - | - | 19.91% | - | - | - | - | - | 88.5% | 100% | 100% | 99% | - | 4500 | 25 | 3970.0855 | 2357.2328 | 1519.7948 | 93.0579 | 50.025 | 25 | 3877.0276
Wind_Med | 0 | US | Commercial | Medium | Medium Distributed Wind | Wind | kgentk.txt | 2017 | 2017 | 294.9406 | - | - | 19.77% | - | - | - | - | - | 88.5% | 100% | 100% | 99% | - | 4500 | 25 | 3927.6595 | 2332.0424 | 1503.5537 | 92.0635 | 48.167 | 25 | 3835.5961
Wind_Med | 0 | US | Commercial | Medium | Medium Distributed Wind | Wind | kgentk.txt | 2018 | 2018 | 296.8433 | - | - | 19.55% | - | - | - | - | - | 88.5% | 100% | 100% | 99% | - | 4500 | 25 | 3820.6042 | 2268.4784 | 1462.5716 | 89.5541 | 44.0744 | 25 | 3731.05
Wind_Med | 0 | US | Commercial | Medium | Medium Distributed Wind | Wind | kgentk.txt | 2019 | 2019 | 297.6294 | - | - | 19.44% | - | - | - | - | - | 88.5% | 100% | 100% | 99% | - | 4500 | 25 | 3478.0039 | 2065.06 | 1331.4203 | 81.5236 | 41.6692 | 25 | 3396.4802
Wind_Med | 0 | US | Commercial | Medium | Medium Distributed Wind | Wind | kgentk.txt | 2020 | 2020 | 298.4175 | - | - | 19.34% | - | - | - | - | - | 88.5% | 100% | 100% | 99% | - | 4500 | 25 | 3336.6871 | 1981.1534 | 1277.3226 | 78.2112 | 40.0683 | 25 | 3258.4759
Wind_Med | 0 | US | Commercial | Medium | Medium Distributed Wind | Wind | kgentk.txt | 2021 | 2021 | 299.2077 | - | - | 19.17% | - | - | - | - | - | 88.5% | 100% | 100% | 99% | - | 4500 | 25 | 3306.971 | 1940.9336 | 1251.3914 | 114.646 | 39.7833 | 25 | 3192.325
Wind_Med | 0 | US | Commercial | Medium | Medium Distributed Wind | Wind | kgentk.txt | 2022 | 2022 | 300 | - | - | 19.11% | - | - | - | - | - | 88.5% | 100% | 100% | 99% | - | 4500 | 25 | 4057.2566 | 2381.2926 | 1535.3071 | 140.6569 | 38.0386 | 25 | 3916.5997
Wind_Small | 0 | US | Commercial | Small | Small Distributed Wind | Wind | kgentk.txt | 2012 | 2012 | 35.7512 | - | - | 20.2% | - | - | - | - | - | 88.5% | 100% | 100% | 99% | - | 4500 | 20 | 7418.4986 | 3701.996 | 3542.6146 | 173.888 | 57.6439 | 25 | 7244.6106
Wind_Small | 0 | US | Commercial | Small | Small Distributed Wind | Wind | kgentk.txt | 2013 | 2013 | 37.9023 | - | - | 20.17% | - | - | - | - | - | 88.5% | 100% | 100% | 99% | - | 4500 | 20 | 7278.04 | 3631.9041 | 3475.5403 | 170.5957 | 55.4177 | 25 | 7107.4444
Wind_Small | 0 | US | Commercial | Small | Small Distributed Wind | Wind | kgentk.txt | 2014 | 2014 | 39.0539 | - | - | 20.14% | - | - | - | - | - | 88.5% | 100% | 100% | 99% | - | 4500 | 20 | 7243.5261 | 3614.6809 | 3459.0586 | 169.7867 | 53.3866 | 25 | 7073.7394
Wind_Small | 0 | US | Commercial | Small | Small Distributed Wind | Wind | kgentk.txt | 2015 | 2015 | 39.2061 | - | - | 20.09% | - | - | - | - | - | 88.5% | 100% | 100% | 99% | - | 4500 | 20 | 6334.5001 | 3161.0566 | 3024.9642 | 148.4793 | 51.2731 | 25 | 6186.0208
Wind_Small | 0 | US | Commercial | Small | Small Distributed Wind | Wind | kgentk.txt | 2016 | 2016 | 39.942 | - | - | 20.02% | - | - | - | - | - | 88.5% | 100% | 100% | 99% | - | 4500 | 20 | 6108.657 | 3048.3559 | 2917.1155 | 143.1856 | 50.025 | 25 | 5965.4715
Wind_Small | 0 | US | Commercial | Small | Small Distributed Wind | Wind | kgentk.txt | 2017 | 2017 | 40 | - | - | 19.99% | - | - | - | - | - | 88.5% | 100% | 100% | 99% | - | 4500 | 20 | 6064.8589 | 3026.4997 | 2896.2003 | 142.159 | 48.167 | 25 | 5922.7
Wind_Small | 0 | US | Commercial | Small | Small Distributed Wind | Wind | kgentk.txt | 2018 | 2018 | 40 | - | - | 19.96% | - | - | - | - | - | 88.5% | 100% | 100% | 99% | - | 4500 | 20 | 5883.9653 | 2936.2297 | 2809.8167 | 137.9188 | 44.0744 | 25 | 5746.0465
Wind_Small | 0 | US | Commercial | Small | Small Distributed Wind | Wind | kgentk.txt | 2019 | 2019 | 40 | - | - | 19.9% | - | - | - | - | - | 88.5% | 100% | 100% | 99% | - | 4500 | 25 | 5356.7033 | 2673.1143 | 2558.0291 | 125.5599 | 41.6692 | 25 | 5231.1434
Wind_Small | 0 | US | Commercial | Small | Small Distributed Wind | Wind | kgentk.txt | 2020 | 2020 | 40 | - | - | 19.88% | - | - | - | - | - | 88.5% | 100% | 100% | 99% | - | 4500 | 25 | 5139.0521 | 2564.5015 | 2454.0924 | 120.4582 | 40.0683 | 25 | 5018.5938
Wind_Small | 0 | US | Commercial | Small | Small Distributed Wind | Wind | kgentk.txt | 2021 | 2021 | 40 | - | - | 19.86% | - | - | - | - | - | 88.5% | 100% | 100% | 99% | - | 4500 | 25 | 5093.2843 | 2512.439 | 2404.2714 | 176.5739 | 39.7833 | 25 | 4916.7104
Wind_Small | 0 | US | Commercial | Small | Small Distributed Wind | Wind | kgentk.txt | 2022 | 2022 | 40 | - | - | 19.82% | - | - | - | - | - | 88.5% | 100% | 100% | 99% | - | 4500 | 25 | 6231.2738 | 3073.7918 | 2941.4563 | 216.0257 | 38.0386 | 25 | 6015.2481

## FC Summary - US
Commercial Fuel Cell Technology Attributes and Cost Data (2012-2022, U.S. Average) | [8 empty] | Category | Technology Attributes | Technology Attributes | Technology Attributes | Technology Attributes | Technology Attributes | Technology Attributes | Technology Attributes | Technology Attributes | Technology Attributes | Technology Attributes | Technology Attributes | Technology Attributes | Technology Attributes | Technology Attributes | Technology Attributes | Technology Attributes | Total Cost | Capital Costs | Capital Costs | Capital Costs | Capital Costs | Capital Costs | Capital Costs | O&M Costs | Replacement Costs | Replacement Costs
[9 empty] | Metric | Capacity | Energy | Capacity Factor | Electrical Efficiency | Thermal Efficiency | System Efficiency | Electric Heat Rate, HHV | Net Heat Rate | Thermal Energy Output | System Losses | Year 1 Degradation | Annual Degradation | System Availability | Inverter Loading Raio (ILR) | Annual Hours of Operation | Equipment Life | All-in Total Cost | Equipment Costs | Stack | Manufacturing | CHP Hardware | BOP | Assembly & Installation | Annual O&M Costs | Replacement Interval | Replacement Costs
[9 empty] | Units | kW-AC | kWh-AC | % | % | % | % | Btu/kWh | Btu/kWh | Btu/hr | % | % | % | % | - | Hours | Years | $/kW-AC | $/kW-AC | $/kW-AC | $/kW-AC | $/kW-AC | $/kW-AC | $/kW-AC | $/kWh-yr AC | Years | $/kW-yr AC
[33 empty] | OHP | OHP | OHP
Equip_Name | Fuel_Type | State | Sector | Size Bin | Configuration | Technology | NEMS File | First_Year | Last_Year | Avg_kW | Avg_kWh | Capacity_Factor | Elec_Eff (Wind_Cap_Fac) | Heat_Rec_Eff | System_Eff | Electric_HR | Net_HR | Thermal_Output | Loss_Fac | Degr_Fac1 | Degr_Fac | Avail | ILR | Annual_Hours | Eq_Life | Inst_Cost | Equip_Cost | stack_cost | man_cost | chp_cost | bop_cost | asin_cost | Annual_Maint_Cost | IntervalYr | IntervalCst
Fuel_Cell_Com | 2 | US | Commercial | Medium | Fuel Cell CHP | Fuel Cell | kgentk.txt | 2012 | 2012 | 200 | - | 95% | 42.03% | 37.97% | 80% | 8117.9687 | 4265 | 928.4838 | 100% | 100% | 100% | 99% | - | 4500 | 10 | 11223.1371 | 4380.4073 | 3450.4704 | 149.3112 | 2682.0999 | 4553.5164 | 387.7393 | 0.040639 | 10 | 11223.1371
Fuel_Cell_Com | 2 | US | Commercial | Medium | Fuel Cell CHP | Fuel Cell | kgentk.txt | 2013 | 2013 | 200 | - | 95% | 42.26% | 37.74% | 80% | 8073.0068 | 4265 | 927.7246 | 100% | 100% | 100% | 99% | - | 4500 | 10 | 10887.702 | 4243.0596 | 3342.2808 | 149.3823 | 2598.0026 | 4410.7408 | 387.2954 | 0.040639 | 10 | 10887.702
Fuel_Cell_Com | 2 | US | Commercial | Medium | Fuel Cell CHP | Fuel Cell | kgentk.txt | 2014 | 2014 | 200 | - | 95% | 42.35% | 37.85% | 80.2% | 8057.002 | 4254.3641 | 926.2063 | 100% | 100% | 100% | 99% | - | 4500 | 10 | 10796.3323 | 4203.5686 | 3311.1736 | 150.5512 | 2573.8224 | 4369.6891 | 391.096 | 0.040729 | 10 | 10796.3323
Fuel_Cell_Com | 2 | US | Commercial | Medium | Fuel Cell CHP | Fuel Cell | kgentk.txt | 2015 | 2015 | 250 | - | 95% | 42.38% | 37.82% | 80.2% | 8050.0184 | 4254.3641 | 925.4471 | 100% | 100% | 100% | 99% | - | 4500 | 10 | 9748.3688 | 3789.7243 | 2985.1862 | 140.3106 | 2320.4278 | 3939.4902 | 362.954 | 0.041091 | 10 | 9748.3688
Fuel_Cell_Com | 2 | US | Commercial | Medium | Fuel Cell CHP | Fuel Cell | kgentk.txt | 2016 | 2016 | 250 | - | 95% | 42.42% | 37.98% | 80.4% | 8043.6974 | 4243.7811 | 922.7068 | 100% | 100% | 100% | 99% | - | 4500 | 10 | 9225.7103 | 3577.085 | 2817.6891 | 139.5489 | 2190.2299 | 3718.4476 | 359.7948 | 0.04182 | 10 | 9225.7103
Fuel_Cell_Com | 2 | US | Commercial | Medium | Fuel Cell CHP | Fuel Cell | kgentk.txt | 2017 | 2017 | 250 | - | 95% | 42.47% | 38.03% | 80.5% | 8033.5965 | 4238.5093 | 922.4103 | 100% | 100% | 100% | 99% | - | 4500 | 10 | 8880.8997 | 3431.9565 | 2703.3706 | 142.9856 | 2101.3685 | 3567.5838 | 365.5913 | 0.041688 | 10 | 8880.8997
Fuel_Cell_Com | 2 | US | Commercial | Medium | Fuel Cell CHP | Fuel Cell | kgentk.txt | 2018 | 2018 | 250 | - | 95% | 42.53% | 37.97% | 80.5% | 8021.6297 | 4238.5093 | 922.3827 | 100% | 100% | 100% | 99% | - | 4500 | 10 | 8874.8057 | 3423.5185 | 2696.7239 | 148.8032 | 2096.202 | 3558.8123 | 374.2643 | 0.041668 | 10 | 8874.8057
Fuel_Cell_Com | 2 | US | Commercial | Medium | Fuel Cell CHP | Fuel Cell | kgentk.txt | 2019 | 2019 | 300 | - | 95% | 42.55% | 37.95% | 80.5% | 8019.106 | 4238.5093 | 922.3687 | 100% | 100% | 100% | 99% | - | 4500 | 10 | 8760.2943 | 3369.2416 | 2653.9697 | 155.1204 | 2062.9685 | 3502.3904 | 385.8452 | 0.041587 | 10 | 8760.2943
Fuel_Cell_Com | 2 | US | Commercial | Medium | Fuel Cell CHP | Fuel Cell | kgentk.txt | 2020 | 2020 | 300 | - | 95% | 42.55% | 38.05% | 80.6% | 8018.4629 | 4233.2506 | 922.3344 | 100% | 100% | 100% | 99% | - | 4500 | 10 | 8233.6263 | 3158.0312 | 2487.5982 | 153.6829 | 1933.6455 | 3282.8333 | 375.8664 | 0.041919 | 10 | 8233.6263
Fuel_Cell_Com | 2 | US | Commercial | Medium | Fuel Cell CHP | Fuel Cell | kgentk.txt | 2021 | 2021 | 300 | - | 95% | 42.56% | 38.04% | 80.6% | 8016.5494 | 4233.2506 | 922.2205 | 100% | 100% | 100% | 99% | - | 4500 | 10 | 7711.5117 | 2938.3801 | 2314.5778 | 156.7304 | 1799.1544 | 3054.5018 | 386.5473 | 0.041267 | 10 | 7711.5117
Fuel_Cell_Com | 2 | US | Commercial | Medium | Fuel Cell CHP | Fuel Cell | kgentk.txt | 2022 | 2022 | 300 | - | 95% | 42.59% | 38.01% | 80.6% | 8011.9718 | 4233.2506 | 922.1066 | 100% | 100% | 100% | 99% | - | 4500 | 10 | 7149.575 | 2694.2772 | 2122.2966 | 169.6144 | 1649.6914 | 2800.7522 | 407.2204 | 0.040885 | 10 | 7149.575

## CHP Summary - US
Commercial CHP Technology Attributes and Cost Data (2012-2022, U.S. Average) | [8 empty] | Category | Technology Attributes | Technology Attributes | Technology Attributes | Technology Attributes | Technology Attributes | Technology Attributes | Technology Attributes | Technology Attributes | Technology Attributes | Technology Attributes | Technology Attributes | Technology Attributes | Technology Attributes | Technology Attributes | Technology Attributes | Technology Attributes | Total Cost | Capital Costs | Capital Costs | O&M Costs | Replacement Costs | Replacement Costs
[9 empty] | Metric | Capacity | Energy | Capacity Factor | Electrical Efficiency | Thermal Efficiency | System Efficiency | Electric Heat Rate, HHV | Net Heat Rate | Thermal Energy Output | System Losses | Year 1 Degradation | Annual Degradation | System Availability | Inverter Loading Raio (ILR) | Annual Hours of Operation | Equipment Life | All-in Total Cost | Stack | Manufacturing | Annual O&M Costs | Replacement Interval | Replacement Costs
[9 empty] | Units | kW-AC | kWh-AC | % | % | % | % | Btu/kWh | Btu/kWh | Btu/hr | % | % | % | % | - | Hours | Years | $/kW-AC | $/kW-AC | $/kW-AC | $/kWh-yr AC | Years | $/kW-yr AC
[29 empty] | OHP | OHP | OHP
Equip_Name | Fuel_Type | State | Sector | Size Bin | Configuration | Technology | NEMS File | First_Year | Last_Year | Avg_kW | Avg_kWh | Capacity_Factor | Elec_Eff (Wind_Cap_Fac) | Heat_Rec_Eff | System_Eff | Electric_HR | Net_HR | Thermal_Output | Loss_Fac | Degr_Fac1 | Degr_Fac | Avail | ILR | Annual_Hours | Eq_Life | Inst_Cost | Equip_Cost | Install_Cost | Annual_Maint_Cost | IntervalYr | IntervalCst
Gas_Engine | 2 | US | Commercial | Small | Gas Recip. Engine CHP | CHP | kgentk.txt | 2012 | 2012 | 300 | - | 95% | 31.03% | 47.77% | 78.8% | 10994.7308 | 4329.9492 | 1480.1683 | 100% | 100% | 100% | 99% | - | 5000 | 25 | 4673.6721 | 2429.5629 | 2244.1092 | 0.02181
Gas_Engine | 2 | US | Commercial | Small | Gas Recip. Engine CHP | CHP | kgentk.txt | 2013 | 2013 | 300 | - | 95% | 31.05% | 47.95% | 79% | 10989.9941 | 4318.9873 | 1478.958 | 100% | 100% | 100% | 99% | - | 5000 | 25 | 4364.2482 | 2218.0307 | 2146.2174 | 0.021657
Gas_Engine | 2 | US | Commercial | Small | Gas Recip. Engine CHP | CHP | kgentk.txt | 2014 | 2014 | 300 | - | 95% | 31.11% | 48.09% | 79.2% | 10968.914 | 4308.0808 | 1476.5375 | 100% | 100% | 100% | 99% | - | 5000 | 25 | 4117.6743 | 2060.9443 | 2056.7301 | 0.02158
Gas_Engine | 2 | US | Commercial | Small | Gas Recip. Engine CHP | CHP | kgentk.txt | 2015 | 2015 | 300 | - | 95% | 31.16% | 48.44% | 79.6% | 10949.505 | 4286.4322 | 1475.3272 | 100% | 100% | 100% | 99% | - | 5000 | 25 | 3877 | 1912.3134 | 1964.6866 | 0.021503
Gas_Engine | 2 | US | Commercial | Small | Gas Recip. Engine CHP | CHP | kgentk.txt | 2016 | 2016 | 300 | - | 95% | 31.37% | 48.27% | 79.64% | 10877.0932 | 4284.2793 | 1470.9587 | 100% | 100% | 100% | 99% | - | 5000 | 25 | 3873 | 1909.6567 | 1963.3433 | 0.021854
Gas_Engine | 2 | US | Commercial | Small | Gas Recip. Engine CHP | CHP | kgentk.txt | 2017 | 2017 | 300 | - | 95% | 31.58% | 48.07% | 79.65% | 10804.6815 | 4283.7414 | 1470.4861 | 100% | 100% | 100% | 99% | - | 5000 | 25 | 3869 | 1907 | 1962 | 0.022206
Gas_Engine | 2 | US | Commercial | Small | Gas Recip. Engine CHP | CHP | kgentk.txt | 2018 | 2018 | 300 | - | 95% | 31.7% | 47.95% | 79.65% | 10763.4069 | 4283.7414 | 1470.442 | 100% | 100% | 100% | 99% | - | 5000 | 25 | 3865 | 1904.3433 | 1960.6567 | 0.02244
Gas_Engine | 2 | US | Commercial | Small | Gas Recip. Engine CHP | CHP | kgentk.txt | 2019 | 2019 | 300 | - | 95% | 31.77% | 47.88% | 79.65% | 10740 | 4283.7414 | 1470.4198 | 100% | 100% | 100% | 99% | - | 5000 | 25 | 3861 | 1901.6866 | 1959.3134 | 0.02242
Gas_Engine | 2 | US | Commercial | Small | Gas Recip. Engine CHP | CHP | kgentk.txt | 2020 | 2020 | 300 | - | 95% | 32.67% | 47.03% | 79.7% | 10445.2508 | 4281.054 | 1470.3651 | 100% | 100% | 100% | 99% | - | 5000 | 25 | 3829.5111 | 1894.4885 | 1935.0226 | 0.021344
Gas_Engine | 2 | US | Commercial | Small | Gas Recip. Engine CHP | CHP | kgentk.txt | 2021 | 2021 | 300 | - | 95% | 32.7% | 47% | 79.7% | 10433.6416 | 4281.054 | 1470.1835 | 100% | 100% | 100% | 99% | - | 5000 | 25 | 3799.1305 | 1875.3692 | 1923.7613 | 0.020268
Gas_Engine | 2 | US | Commercial | Small | Gas Recip. Engine CHP | CHP | kgentk.txt | 2022 | 2022 | 300 | - | 95% | 32.71% | 47.03% | 79.74% | 10430.955 | 4278.9064 | 1470.002 | 100% | 100% | 100% | 99% | - | 5000 | 25 | 3768.75 | 1856.25 | 1912.5 | 0.01955
Oil_Engine | 3 | US | Commercial | Small | Oil Recip. Engine CHP | CHP | kgentk.txt | 2012 | 2012 | 350 | - | 95% | 33.23% | 54.24% | 80.46% | 10269.3741 | 4240.4223 | 1665.0131 | 100% | 100% | 100% | 99% | - | 4000 | 30 | 3120.3274 | 1628.9919 | 1491.3355 | 0.020116
Oil_Engine | 3 | US | Commercial | Small | Oil Recip. Engine CHP | CHP | kgentk.txt | 2013 | 2013 | 350 | - | 95% | 33.26% | 54.67% | 80.93% | 10259.9409 | 4216.0384 | 1663.6356 | 100% | 100% | 100% | 99% | - | 4000 | 30 | 3112.706 | 1625.0131 | 1487.6929 | 0.020097
Oil_Engine | 3 | US | Commercial | Small | Oil Recip. Engine CHP | CHP | kgentk.txt | 2014 | 2014 | 350 | - | 95% | 33.3% | 54.76% | 81.06% | 10246.0078 | 4209.0319 | 1662.427 | 100% | 100% | 100% | 99% | - | 4000 | 30 | 3105.0846 | 1621.0343 | 1484.0504 | 0.020013
Oil_Engine | 3 | US | Commercial | Small | Oil Recip. Engine CHP | CHP | kgentk.txt | 2015 | 2015 | 350 | - | 95% | 33.35% | 54.78% | 81.12% | 10232.0746 | 4205.8715 | 1660.7066 | 100% | 100% | 100% | 99% | - | 4000 | 30 | 3097.6704 | 1617.1636 | 1480.5068 | 0.019962
Oil_Engine | 3 | US | Commercial | Small | Oil Recip. Engine CHP | CHP | kgentk.txt | 2016 | 2016 | 350 | - | 95% | 33.4% | 54.81% | 81.21% | 10216.6414 | 4201.6959 | 1659.0348 | 100% | 100% | 100% | 99% | - | 4000 | 30 | 3091.4826 | 1613.9332 | 1477.5494 | 0.019906
Oil_Engine | 3 | US | Commercial | Small | Oil Recip. Engine CHP | CHP | kgentk.txt | 2017 | 2017 | 350 | - | 95% | 33.47% | 54.79% | 81.26% | 10195.2082 | 4199.005 | 1657.2938 | 100% | 100% | 100% | 99% | - | 4000 | 30 | 3087.2949 | 1611.747 | 1475.5479 | 0.019825
Oil_Engine | 3 | US | Commercial | Small | Oil Recip. Engine CHP | CHP | kgentk.txt | 2018 | 2018 | 350 | - | 95% | 33.54% | 54.73% | 81.27% | 10172.7751 | 4198.33 | 1656.2464 | 100% | 100% | 100% | 99% | - | 4000 | 30 | 3084.503 | 1610.2895 | 1474.2135 | 0.019684
Oil_Engine | 3 | US | Commercial | Small | Oil Recip. Engine CHP | CHP | kgentk.txt | 2019 | 2019 | 350 | - | 95% | 33.59% | 54.69% | 81.28% | 10158.342 | 4197.7907 | 1655.1359 | 100% | 100% | 100% | 99% | - | 4000 | 30 | 3082.1515 | 1609.0619 | 1473.0897 | 0.019574
Oil_Engine | 3 | US | Commercial | Small | Oil Recip. Engine CHP | CHP | kgentk.txt | 2020 | 2020 | 350 | - | 95% | 33.63% | 54.66% | 81.29% | 10145.909 | 4197.2554 | 1654.9116 | 100% | 100% | 100% | 99% | - | 4000 | 30 | 3079.8 | 1607.8342 | 1471.9658 | 0.019495
Oil_Engine | 3 | US | Commercial | Small | Oil Recip. Engine CHP | CHP | kgentk.txt | 2021 | 2021 | 350 | - | 95% | 33.64% | 54.65% | 81.3% | 10141.4759 | 4196.9434 | 1653.6612 | 100% | 100% | 100% | 99% | - | 4000 | 30 | 3077.5942 | 1606.6827 | 1470.9115 | 0.019427
Oil_Engine | 3 | US | Commercial | Small | Oil Recip. Engine CHP | CHP | kgentk.txt | 2022 | 2022 | 350 | - | 95% | 33.65% | 54.65% | 81.3% | 10139.0428 | 4196.8253 | 1653.3224 | 100% | 100% | 100% | 99% | - | 4000 | 30 | 3075.3885 | 1605.5312 | 1469.8573 | 0.019359
Gas_Tur | 2 | US | Commercial | Small | Gas Turbine CHP | CHP | kgentk.txt | 2012 | 2012 | 3300 | - | 95% | 23.91% | 41.59% | 65.5% | 14270.9088 | 5209.1603 | 18801.8549 | 100% | 100% | 100% | 99% | - | 6500 | 25 | 4187.0206 | 1410.8057 | 2776.2149 | 0.017755
Gas_Tur | 2 | US | Commercial | Small | Gas Turbine CHP | CHP | kgentk.txt | 2013 | 2013 | 3300 | - | 95% | 23.92% | 41.58% | 65.5% | 14266.3136 | 5209.1603 | 18798.0945 | 100% | 100% | 100% | 99% | - | 6500 | 25 | 4180.4951 | 1407.9331 | 2772.562 | 0.017549
Gas_Tur | 2 | US | Commercial | Small | Gas Turbine CHP | CHP | kgentk.txt | 2014 | 2014 | 3300 | - | 95% | 23.93% | 41.77% | 65.7% | 14255.6568 | 5193.3029 | 18773.0915 | 100% | 100% | 100% | 99% | - | 6500 | 25 | 4176.6825 | 1405.3019 | 2771.3806 | 0.017487
Gas_Tur | 2 | US | Commercial | Small | Gas Turbine CHP | CHP | kgentk.txt | 2015 | 2015 | 3300 | - | 95% | 23.95% | 41.75% | 65.7% | 14247 | 5193.3029 | 18765.2694 | 100% | 100% | 100% | 99% | - | 6500 | 25 | 4159.6869 | 1407.7541 | 2751.9327 | 0.017344
Gas_Tur | 2 | US | Commercial | Small | Gas Turbine CHP | CHP | kgentk.txt | 2016 | 2016 | 3300 | - | 95% | 24.15% | 41.55% | 65.7% | 14127.1129 | 5193.3029 | 18747.3727 | 100% | 100% | 100% | 99% | - | 6500 | 25 | 4123.7958 | 1386.2001 | 2737.5957 | 0.017342
Gas_Tur | 2 | US | Commercial | Small | Gas Turbine CHP | CHP | kgentk.txt | 2017 | 2017 | 3300 | - | 95% | 24.36% | 41.44% | 65.8% | 14007.2257 | 5185.4103 | 18729.476 | 100% | 100% | 100% | 99% | - | 6500 | 25 | 4077.6712 | 1390.9392 | 2686.732 | 0.017341
Gas_Tur | 2 | US | Commercial | Small | Gas Turbine CHP | CHP | kgentk.txt | 2018 | 2018 | 3300 | - | 95% | 24.5% | 41.3% | 65.8% | 13927.301 | 5185.4103 | 18717.5449 | 100% | 100% | 100% | 99% | - | 6500 | 25 | 4053.0739 | 1383.67 | 2669.4039 | 0.01734
Gas_Tur | 2 | US | Commercial | Small | Gas Turbine CHP | CHP | kgentk.txt | 2019 | 2019 | 3300 | - | 95% | 24.7% | 41.1% | 65.8% | 13813.7652 | 5185.4103 | 18710.3671 | 100% | 100% | 100% | 99% | - | 6500 | 25 | 3994.9485 | 1332.8052 | 2662.1433 | 0.017168
Gas_Tur | 2 | US | Commercial | Small | Gas Turbine CHP | CHP | kgentk.txt | 2020 | 2020 | 3300 | - | 95% | 24.71% | 41.09% | 65.8% | 13810.5152 | 5185.4103 | 18709.7754 | 100% | 100% | 100% | 99% | - | 6500 | 25 | 3978.6565 | 1331.0663 | 2647.5902 | 0.016394
Gas_Tur | 2 | US | Commercial | Small | Gas Turbine CHP | CHP | kgentk.txt | 2021 | 2021 | 3300 | - | 95% | 24.71% | 41.09% | 65.8% | 13807.2652 | 5185.4103 | 18709.1836 | 100% | 100% | 100% | 99% | - | 6500 | 25 | 3955.1177 | 1324.8911 | 2630.2266 | 0.01562
Gas_Tur | 2 | US | Commercial | Small | Gas Turbine CHP | CHP | kgentk.txt | 2022 | 2022 | 3300 | - | 95% | 24.72% | 41.08% | 65.8% | 13800.7652 | 5185.4103 | 18708 | 100% | 100% | 100% | 99% | - | 6500 | 25 | 3941.9897 | 1324.615 | 2617.3747 | 0.01464
Micro_Tur | 2 | US | Commercial | Medium | Microturbine CHP | CHP | kgentk.txt | 2012 | 2012 | 200 | - | 95% | 26.43% | 39.97% | 66.4% | 11998.5714 | 5138.5542 | 888 | 100% | 100% | 100% | 99% | - | 5000 | 25 | 3997.5 | 2705.2206 | 1292.2794 | 0.01835
Micro_Tur | 2 | US | Commercial | Medium | Microturbine CHP | CHP | kgentk.txt | 2013 | 2013 | 200 | - | 95% | 26.45% | 40.35% | 66.8% | 11985.0595 | 5107.7844 | 887 | 100% | 100% | 100% | 99% | - | 5000 | 25 | 3823.4667 | 2586.4137 | 1237.0529 | 0.018221
Micro_Tur | 2 | US | Commercial | Medium | Microturbine CHP | CHP | kgentk.txt | 2014 | 2014 | 200 | - | 95% | 26.52% | 40.28% | 66.8% | 11971.5476 | 5107.7844 | 886 | 100% | 100% | 100% | 99% | - | 5000 | 25 | 3647.4333 | 2469.6069 | 1177.8265 | 0.018156
Micro_Tur | 2 | US | Commercial | Medium | Microturbine CHP | CHP | kgentk.txt | 2015 | 2015 | 200 | - | 95% | 26.6% | 40.3% | 66.9% | 11958.0357 | 5100.1495 | 885 | 100% | 100% | 100% | 99% | - | 5000 | 25 | 3454.4 | 2336.8 | 1117.6 | 0.018092
Micro_Tur | 2 | US | Commercial | Medium | Microturbine CHP | CHP | kgentk.txt | 2016 | 2016 | 200 | - | 95% | 27.11% | 40.09% | 67.2% | 11944.5238 | 5077.381 | 884 | 100% | 100% | 100% | 99% | - | 5000 | 25 | 3352.9333 | 2267.6667 | 1085.2667 | 0.018387
Micro_Tur | 2 | US | Commercial | Medium | Microturbine CHP | CHP | kgentk.txt | 2017 | 2017 | 200 | - | 95% | 27.65% | 40.15% | 67.8% | 11917.5 | 5032.4484 | 882 | 100% | 100% | 100% | 99% | - | 5000 | 25 | 3271.4667 | 2216.5333 | 1054.9333 | 0.018683
Micro_Tur | 2 | US | Commercial | Medium | Microturbine CHP | CHP | kgentk.txt | 2018 | 2018 | 200 | - | 95% | 28.21% | 39.79% | 68% | 11890.4762 | 5017.6471 | 880 | 100% | 100% | 100% | 99% | - | 5000 | 25 | 3186 | 2159.4 | 1026.6 | 0.01888
Micro_Tur | 2 | US | Commercial | Medium | Microturbine CHP | CHP | kgentk.txt | 2019 | 2019 | 200 | - | 95% | 28.85% | 39.35% | 68.2% | 11755.3571 | 5002.9326 | 870 | 100% | 100% | 100% | 99% | - | 5000 | 25 | 3139.4648 | 2125.2815 | 1014.1833 | 0.018863
Micro_Tur | 2 | US | Commercial | Medium | Microturbine CHP | CHP | kgentk.txt | 2020 | 2020 | 200 | - | 95% | 29.31% | 39.19% | 68.5% | 11714.8214 | 4981.0219 | 867 | 100% | 100% | 100% | 99% | - | 5000 | 25 | 3137.8641 | 2124.1979 | 1013.6662 | 0.017958
Micro_Tur | 2 | US | Commercial | Medium | Microturbine CHP | CHP | kgentk.txt | 2021 | 2021 | 200 | - | 95% | 29.45% | 39.15% | 68.6% | 11552.6786 | 4973.7609 | 855 | 100% | 100% | 100% | 99% | - | 5000 | 25 | 3137.6642 | 2124.1148 | 1013.5494 | 0.017052
Micro_Tur | 2 | US | Commercial | Medium | Microturbine CHP | CHP | kgentk.txt | 2022 | 2022 | 200 | - | 95% | 29.67% | 39.13% | 68.8% | 11350 | 4959.3023 | 840 | 100% | 100% | 100% | 99% | - | 5000 | 25 | 3133.6651 | 2120.0323 | 1013.6328 | 0.016448

## Tech Attr. 2012-2022 PV
Solar PV Tech Attributes |  |  |  | PV Rep. Size (kW-DC) | PV Annual Hours | PV Annual Energy (kWh) | PV Capacity Factor (%) | PV Module Efficiency | PV Inverter Efficiency | PV System Losses (%) | PV Year 1 Degradation (%) | PV Annual Degradation (%) | PV Availability (%) | PV Inv. Loading Ratio (ILR) | PV Equipment Life (yrs) | PV Inverter Life (yrs) | Representative Location | Data Year | Source | Source | Source
State | Size | Technology | Sector | Avg_kW | Annual_Hours | Annual_kWh | Capacity_Factor | Elec_Eff (Wind_Cap_Fac) | Inv_Eff | Loss_Fac | Degr_Fac1 | Degr_Fac | Avail | ILR | Eq_Life | IntervalYr | location | year | source | source | source
AK | Large 2 | Solar PV | Commercial | 1000 | 702.8467 | 702846.7312 | 8.023% | 19.8% | 95.9% | 86% | 97.02% | 99.15% | 100% | 1.23 | 25 | 15 | Anchorage, AK | 2012 | NREL ATB: Commercial Solar | LBL Tracking the Sun | DNV Proprietary Data
AK | Large 2 | Solar PV | Commercial | 1000 | 704.073 | 704073.0259 | 8.037% | 19.8% | 96.8% | 86% | 97.2% | 99.2% | 100% | 1.23 | 25 | 15 | Anchorage, AK | 2013 | NREL ATB: Commercial Solar | LBL Tracking the Sun | DNV Proprietary Data
AK | Large 2 | Solar PV | Commercial | 1000 | 705.3432 | 705343.2324 | 8.052% | 19.8% | 97.5% | 86% | 97.37% | 99.25% | 100% | 1.23 | 25 | 15 | Anchorage, AK | 2014 | NREL ATB: Commercial Solar | LBL Tracking the Sun | DNV Proprietary Data
AK | Large 2 | Solar PV | Commercial | 1000 | 706.7166 | 706716.6452 | 8.068% | 20% | 98% | 86% | 97.72% | 99.35% | 100% | 1.23 | 25 | 15 | Anchorage, AK | 2015 | NREL ATB: Commercial Solar | LBL Tracking the Sun | DNV Proprietary Data
AK | Large 2 | Solar PV | Commercial | 1000 | 707.8956 | 707895.6069 | 8.081% | 20% | 98% | 86% | 97.72% | 99.35% | 100% | 1.23 | 25 | 16 | Anchorage, AK | 2016 | NREL ATB: Commercial Solar | LBL Tracking the Sun | DNV Proprietary Data
AK | Large 2 | Solar PV | Commercial | 1000 | 709.1201 | 709120.1412 | 8.095% | 20.2% | 98% | 86% | 97.72% | 99.35% | 100% | 1.23 | 25 | 17 | Anchorage, AK | 2017 | NREL ATB: Commercial Solar | LBL Tracking the Sun | DNV Proprietary Data
AK | Large 2 | Solar PV | Commercial | 1000 | 709.954 | 709954.0467 | 8.104% | 20.2% | 98% | 85.9% | 97.72% | 99.35% | 100% | 1.23 | 25 | 18 | Anchorage, AK | 2018 | NREL ATB: Commercial Solar | LBL Tracking the Sun | DNV Proprietary Data
AK | Large 2 | Solar PV | Commercial | 1000 | 711.2786 | 711278.624 | 8.12% | 20.8% | 98% | 85.9% | 97.72% | 99.35% | 100% | 1.23 | 25 | 18 | Anchorage, AK | 2019 | NREL ATB: Commercial Solar | LBL Tracking the Sun | DNV Proprietary Data
AK | Large 2 | Solar PV | Commercial | 1000 | 712.6252 | 712625.1864 | 8.135% | 20.8% | 98% | 85.9% | 97.72% | 99.35% | 100% | 1.23 | 25 | 18 | Anchorage, AK | 2020 | NREL ATB: Commercial Solar | LBL Tracking the Sun | DNV Proprietary Data
AK | Large 2 | Solar PV | Commercial | 1000 | 713.77 | 713770.0124 | 8.148% | 21% | 98% | 85.9% | 97.72% | 99.35% | 100% | 1.23 | 25 | 20 | Anchorage, AK | 2021 | NREL ATB: Commercial Solar | LBL Tracking the Sun | DNV Proprietary Data
AK | Large 2 | Solar PV | Commercial | 1000 | 713.77 | 713770.0124 | 8.151% | 21% | 98% | 85.9% | 97.72% | 99.35% | 100% | 1.23 | 25 | 20 | Anchorage, AK | 2022 | NREL ATB: Commercial Solar | LBL Tracking the Sun | DNV Proprietary Data
AK | Large 1 | Solar PV | Commercial | 500 | 705.3678 | 352683.8766 | 8.052% | 19.8% | 95.9% | 86% | 97.02% | 99.15% | 100% | 1.21 | 25 | 15 | Anchorage, AK | 2012 | NREL ATB: Commercial Solar | LBL Tracking the Sun | DNV Proprietary Data
AK | Large 1 | Solar PV | Commercial | 500 | 706.405 | 353202.5051 | 8.064% | 19.8% | 96.8% | 86% | 97.2% | 99.2% | 100% | 1.21 | 25 | 15 | Anchorage, AK | 2013 | NREL ATB: Commercial Solar | LBL Tracking the Sun | DNV Proprietary Data
AK | Large 1 | Solar PV | Commercial | 500 | 707.7119 | 353855.9316 | 8.079% | 19.8% | 97.5% | 86% | 97.37% | 99.25% | 100% | 1.21 | 25 | 15 | Anchorage, AK | 2014 | NREL ATB: Commercial Solar | LBL Tracking the Sun | DNV Proprietary Data
AK | Large 1 | Solar PV | Commercial | 500 | 708.7974 | 354398.6755 | 8.091% | 20% | 98% | 86% | 97.72% | 99.35% | 100% | 1.21 | 25 | 15 | Anchorage, AK | 2015 | NREL ATB: Commercial Solar | LBL Tracking the Sun | DNV Proprietary Data
AK | Large 1 | Solar PV | Commercial | 500 | 709.9782 | 354989.1013 | 8.105% | 20% | 98% | 86% | 97.72% | 99.35% | 100% | 1.21 | 25 | 16 | Anchorage, AK | 2016 | NREL ATB: Commercial Solar | LBL Tracking the Sun | DNV Proprietary Data
AK | Large 1 | Solar PV | Commercial | 500 | 711.0519 | 355525.9743 | 8.117% | 20.2% | 98% | 86% | 97.72% | 99.35% | 100% | 1.21 | 25 | 17 | Anchorage, AK | 2017 | NREL ATB: Commercial Solar | LBL Tracking the Sun | DNV Proprietary Data
AK | Large 1 | Solar PV | Commercial | 500 | 712.1916 | 356095.8157 | 8.13% | 20.2% | 98% | 85.9% | 97.72% | 99.35% | 100% | 1.21 | 25 | 18 | Anchorage, AK | 2018 | NREL ATB: Commercial Solar | LBL Tracking the Sun | DNV Proprietary Data
AK | Large 1 | Solar PV | Commercial | 500 | 712.9714 | 356485.7169 | 8.139% | 20.8% | 98% | 85.9% | 97.72% | 99.35% | 100% | 1.21 | 25 | 18 | Anchorage, AK | 2019 | NREL ATB: Commercial Solar | LBL Tracking the Sun | DNV Proprietary Data
AK | Large 1 | Solar PV | Commercial | 500 | 713.7939 | 356896.9493 | 8.148% | 20.8% | 98% | 85.9% | 97.72% | 99.35% | 100% | 1.21 | 25 | 18 | Anchorage, AK | 2020 | NREL ATB: Commercial Solar | LBL Tracking the Sun | DNV Proprietary Data
AK | Large 1 | Solar PV | Commercial | 500 | 715.1052 | 357552.5993 | 8.163% | 21% | 98% | 85.9% | 97.72% | 99.35% | 100% | 1.21 | 25 | 20 | Anchorage, AK | 2021 | NREL ATB: Commercial Solar | LBL Tracking the Sun | DNV Proprietary Data
AK | Large 1 | Solar PV | Commercial | 500 | 715.1052 | 357552.5993 | 8.166% | 21% | 98% | 85.9% | 97.72% | 99.35% | 100% | 1.21 | 25 | 20 | Anchorage, AK | 2022 | NREL ATB: Commercial Solar | LBL Tracking the Sun | DNV Proprietary Data
AK | Medium | Solar PV | Commercial | 250 | 706.2012 | 176550.2955 | 8.062% | 19.8% | 95.9% | 86% | 97.02% | 99.15% | 100% | 1.21 | 25 | 15 | Anchorage, AK | 2012 | NREL ATB: Commercial Solar | LBL Tracking the Sun | DNV Proprietary Data
AK | Medium | Solar PV | Commercial | 250 | 706.9419 | 176735.468 | 8.07% | 19.8% | 96.8% | 86% | 97.2% | 99.2% | 100% | 1.21 | 25 | 15 | Anchorage, AK | 2013 | NREL ATB: Commercial Solar | LBL Tracking the Sun | DNV Proprietary Data
AK | Medium | Solar PV | Commercial | 250 | 707.8622 | 176965.553 | 8.081% | 19.8% | 97.5% | 86% | 97.37% | 99.25% | 100% | 1.21 | 25 | 15 | Anchorage, AK | 2014 | NREL ATB: Commercial Solar | LBL Tracking the Sun | DNV Proprietary Data
AK | Medium | Solar PV | Commercial | 250 | 708.8743 | 177218.5661 | 8.092% | 20% | 98% | 86% | 97.72% | 99.35% | 100% | 1.21 | 25 | 15 | Anchorage, AK | 2015 | NREL ATB: Commercial Solar | LBL Tracking the Sun | DNV Proprietary Data
AK | Medium | Solar PV | Commercial | 250 | 709.6477 | 177411.9211 | 8.101% | 20% | 98% | 86% | 97.72% | 99.35% | 100% | 1.21 | 25 | 16 | Anchorage, AK | 2016 | NREL ATB: Commercial Solar | LBL Tracking the Sun | DNV Proprietary Data
AK | Medium | Solar PV | Commercial | 250 | 710.8348 | 177708.7088 | 8.115% | 20.2% | 98% | 86% | 97.72% | 99.35% | 100% | 1.21 | 25 | 17 | Anchorage, AK | 2017 | NREL ATB: Commercial Solar | LBL Tracking the Sun | DNV Proprietary Data
AK | Medium | Solar PV | Commercial | 250 | 711.6105 | 177902.6249 | 8.123% | 20.2% | 98% | 85.9% | 97.72% | 99.35% | 100% | 1.21 | 25 | 18 | Anchorage, AK | 2018 | NREL ATB: Commercial Solar | LBL Tracking the Sun | DNV Proprietary Data
AK | Medium | Solar PV | Commercial | 250 | 712.9441 | 178236.0152 | 8.139% | 20.8% | 98% | 85.9% | 97.72% | 99.35% | 100% | 1.21 | 25 | 18 | Anchorage, AK | 2019 | NREL ATB: Commercial Solar | LBL Tracking the Sun | DNV Proprietary Data
AK | Medium | Solar PV | Commercial | 250 | 714.0979 | 178524.4768 | 8.152% | 20.8% | 98% | 85.9% | 97.72% | 99.35% | 100% | 1.21 | 25 | 18 | Anchorage, AK | 2020 | NREL ATB: Commercial Solar | LBL Tracking the Sun | DNV Proprietary Data
AK | Medium | Solar PV | Commercial | 250 | 715.1052 | 178776.2996 | 8.163% | 21% | 98% | 85.9% | 97.72% | 99.35% | 100% | 1.21 | 25 | 20 | Anchorage, AK | 2021 | NREL ATB: Commercial Solar | LBL Tracking the Sun | DNV Proprietary Data
AK | Medium | Solar PV | Commercial | 250 | 715.1052 | 178776.2996 | 8.166% | 21% | 98% | 85.9% | 97.72% | 99.35% | 100% | 1.21 | 25 | 20 | Anchorage, AK | 2022 | NREL ATB: Commercial Solar | LBL Tracking the Sun | DNV Proprietary Data
AK | Small 1 | Solar PV | Commercial | 33.83 | 706.0245 | 23884.8079 | 8.06% | 19.8% | 95.9% | 86% | 97.02% | 99.15% | 100% | 1.17 | 25 | 15 | Anchorage, AK | 2012 | NREL ATB: Commercial Solar | LBL Tracking the Sun | DNV Proprietary Data
AK | Small 1 | Solar PV | Commercial | 37.4 | 707.4226 | 26457.6042 | 8.076% | 19.8% | 96.8% | 86% | 97.2% | 99.2% | 100% | 1.17 | 25 | 15 | Anchorage, AK | 2013 | NREL ATB: Commercial Solar | LBL Tracking the Sun | DNV Proprietary Data
AK | Small 1 | Solar PV | Commercial | 34.68 | 708.3738 | 24566.4033 | 8.086% | 19.8% | 97.5% | 86% | 97.37% | 99.25% | 100% | 1.17 | 25 | 15 | Anchorage, AK | 2014 | NREL ATB: Commercial Solar | LBL Tracking the Sun | DNV Proprietary Data
AK | Small 1 | Solar PV | Commercial | 32.81 | 709.3617 | 23274.1579 | 8.098% | 20% | 98% | 86% | 97.72% | 99.35% | 100% | 1.17 | 25 | 15 | Anchorage, AK | 2015 | NREL ATB: Commercial Solar | LBL Tracking the Sun | DNV Proprietary Data
AK | Small 1 | Solar PV | Commercial | 33.15 | 710.099 | 23539.7822 | 8.106% | 20% | 98% | 86% | 97.72% | 99.35% | 100% | 1.17 | 25 | 16 | Anchorage, AK | 2016 | NREL ATB: Commercial Solar | LBL Tracking the Sun | DNV Proprietary Data
AK | Small 1 | Solar PV | Commercial | 38.76 | 710.8114 | 27551.0496 | 8.114% | 20.2% | 98% | 86% | 97.72% | 99.35% | 100% | 1.17 | 25 | 17 | Anchorage, AK | 2017 | NREL ATB: Commercial Solar | LBL Tracking the Sun | DNV Proprietary Data
AK | Small 1 | Solar PV | Commercial | 39.27 | 711.7913 | 27952.0444 | 8.125% | 20.2% | 98% | 85.9% | 97.72% | 99.35% | 100% | 1.17 | 25 | 18 | Anchorage, AK | 2018 | NREL ATB: Commercial Solar | LBL Tracking the Sun | DNV Proprietary Data
AK | Small 1 | Solar PV | Commercial | 38.25 | 712.6137 | 27257.4733 | 8.135% | 20.8% | 98% | 85.9% | 97.72% | 99.35% | 100% | 1.17 | 25 | 18 | Anchorage, AK | 2019 | NREL ATB: Commercial Solar | LBL Tracking the Sun | DNV Proprietary Data
AK | Small 1 | Solar PV | Commercial | 36.38 | 713.5269 | 25958.1096 | 8.145% | 20.8% | 98% | 85.9% | 97.72% | 99.35% | 100% | 1.17 | 25 | 18 | Anchorage, AK | 2020 | NREL ATB: Commercial Solar | LBL Tracking the Sun | DNV Proprietary Data
AK | Small 1 | Solar PV | Commercial | 32.64 | 714.5619 | 23323.3016 | 8.157% | 21% | 98% | 85.9% | 97.72% | 99.35% | 100% | 1.17 | 25 | 20 | Anchorage, AK | 2021 | NREL ATB: Commercial Solar | LBL Tracking the Sun | DNV Proprietary Data
AK | Small 1 | Solar PV | Commercial | 34.1193 | 714.8281 | 24389.4691 | 8.16% | 21% | 98% | 85.9% | 97.72% | 99.35% | 100% | 1.17 | 25 | 20 | Anchorage, AK | 2022 | NREL ATB: Commercial Solar | LBL Tracking the Sun | DNV Proprietary Data
AK | Small 2 | Solar PV | Commercial | 100 | 706.0245 | 70602.4472 | 8.06% | 19.8% | 95.9% | 86% | 97.02% | 99.15% | 100% | 1.17 | 25 | 15 | Anchorage, AK | 2012 | NREL ATB: Commercial Solar | LBL Tracking the Sun | DNV Proprietary Data
AK | Small 2 | Solar PV | Commercial | 100 | 707.4226 | 70742.2571 | 8.076% | 19.8% | 96.8% | 86% | 97.2% | 99.2% | 100% | 1.17 | 25 | 15 | Anchorage, AK | 2013 | NREL ATB: Commercial Solar | LBL Tracking the Sun | DNV Proprietary Data
AK | Small 2 | Solar PV | Commercial | 100 | 708.3738 | 70837.3798 | 8.086% | 19.8% | 97.5% | 86% | 97.37% | 99.25% | 100% | 1.17 | 25 | 15 | Anchorage, AK | 2014 | NREL ATB: Commercial Solar | LBL Tracking the Sun | DNV Proprietary Data
AK | Small 2 | Solar PV | Commercial | 100 | 709.3617 | 70936.1714 | 8.098% | 20% | 98% | 86% | 97.72% | 99.35% | 100% | 1.17 | 25 | 15 | Anchorage, AK | 2015 | NREL ATB: Commercial Solar | LBL Tracking the Sun | DNV Proprietary Data
AK | Small 2 | Solar PV | Commercial | 100 | 710.099 | 71009.901 | 8.106% | 20% | 98% | 86% | 97.72% | 99.35% | 100% | 1.17 | 25 | 16 | Anchorage, AK | 2016 | NREL ATB: Commercial Solar | LBL Tracking the Sun | DNV Proprietary Data
AK | Small 2 | Solar PV | Commercial | 100 | 710.8114 | 71081.1393 | 8.114% | 20.2% | 98% | 86% | 97.72% | 99.35% | 100% | 1.17 | 25 | 17 | Anchorage, AK | 2017 | NREL ATB: Commercial Solar | LBL Tracking the Sun | DNV Proprietary Data
AK | Small 2 | Solar PV | Commercial | 100 | 711.7913 | 71179.1301 | 8.125% | 20.2% | 98% | 85.9% | 97.72% | 99.35% | 100% | 1.17 | 25 | 18 | Anchorage, AK | 2018 | NREL ATB: Commercial Solar | LBL Tracking the Sun | DNV Proprietary Data
AK | Small 2 | Solar PV | Commercial | 100 | 712.6137 | 71261.3681 | 8.135% | 20.8% | 98% | 85.9% | 97.72% | 99.35% | 100% | 1.17 | 25 | 18 | Anchorage, AK | 2019 | NREL ATB: Commercial Solar | LBL Tracking the Sun | DNV Proprietary Data
AK | Small 2 | Solar PV | Commercial | 100 | 713.5269 | 71352.6927 | 8.145% | 20.8% | 98% | 85.9% | 97.72% | 99.35% | 100% | 1.17 | 25 | 18 | Anchorage, AK | 2020 | NREL ATB: Commercial Solar | LBL Tracking the Sun | DNV Proprietary Data
AK | Small 2 | Solar PV | Commercial | 100 | 714.5619 | 71456.1936 | 8.157% | 21% | 98% | 85.9% | 97.72% | 99.35% | 100% | 1.17 | 25 | 20 | Anchorage, AK | 2021 | NREL ATB: Commercial Solar | LBL Tracking the Sun | DNV Proprietary Data
AK | Small 2 | Solar PV | Commercial | 100 | 714.5619 | 71456.1936 | 8.16% | 21% | 98% | 85.9% | 97.72% | 99.35% | 100% | 1.17 | 25 | 20 | Anchorage, AK | 2022 | NREL ATB: Commercial Solar | LBL Tracking the Sun | DNV Proprietary Data
AL | Large 2 | Solar PV | Commercial | 1000 | 1365.0668 | 1365066.807 | 15.58% | 19.8% | 95.9% | 86% | 97.02% | 99.15% | 100% | 1.23 | 25 | 15 | Birmingham, AL | 2012 | NREL ATB: Commercial Solar | LBL Tracking the Sun | DNV Proprietary Data
AL | Large 2 | Solar PV | Commercial | 1000 | 1367.0412 | 1367041.205 | 15.61% | 19.8% | 96.8% | 86% | 97.2% | 99.2% | 100% | 1.23 | 25 | 15 | Birmingham, AL | 2013 | NREL ATB: Commercial Solar | LBL Tracking the Sun | DNV Proprietary Data
AL | Large 2 | Solar PV | Commercial | 1000 | 1369.7685 | 1369768.5178 | 15.64% | 19.8% | 97.5% | 86% | 97.37% | 99.25% | 100% | 1.23 | 25 | 15 | Birmingham, AL | 2014 | NREL ATB: Commercial Solar | LBL Tracking the Sun | DNV Proprietary Data
AL | Large 2 | Solar PV | Commercial | 1000 | 1372.4154 | 1372415.3991 | 15.67% | 20% | 98% | 86% | 97.72% | 99.35% | 100% | 1.23 | 25 | 15 | Birmingham, AL | 2015 | NREL ATB: Commercial Solar | LBL Tracking the Sun | DNV Proprietary Data
AL | Large 2 | Solar PV | Commercial | 1000 | 1374.7746 | 1374774.6393 | 15.69% | 20% | 98% | 86% | 97.72% | 99.35% | 100% | 1.23 | 25 | 16 | Birmingham, AL | 2016 | NREL ATB: Commercial Solar | LBL Tracking the Sun | DNV Proprietary Data
AL | Large 2 | Solar PV | Commercial | 1000 | 1377.0868 | 1377086.8404 | 15.72% | 20.2% | 98% | 86% | 97.72% | 99.35% | 100% | 1.23 | 25 | 17 | Birmingham, AL | 2017 | NREL ATB: Commercial Solar | LBL Tracking the Sun | DNV Proprietary Data
AL | Large 2 | Solar PV | Commercial | 1000 | 1378.5122 | 1378512.1628 | 15.74% | 20.2% | 98% | 85.9% | 97.72% | 99.35% | 100% | 1.23 | 25 | 18 | Birmingham, AL | 2018 | NREL ATB: Commercial Solar | LBL Tracking the Sun | DNV Proprietary Data
AL | Large 2 | Solar PV | Commercial | 1000 | 1380.8496 | 1380849.6229 | 15.76% | 20.8% | 98% | 85.9% | 97.72% | 99.35% | 100% | 1.23 | 25 | 18 | Birmingham, AL | 2019 | NREL ATB: Commercial Solar | LBL Tracking the Sun | DNV Proprietary Data
AL | Large 2 | Solar PV | Commercial | 1000 | 1383.1269 | 1383126.8654 | 15.79% | 20.8% | 98% | 85.9% | 97.72% | 99.35% | 100% | 1.23 | 25 | 18 | Birmingham, AL | 2020 | NREL ATB: Commercial Solar | LBL Tracking the Sun | DNV Proprietary Data
AL | Large 2 | Solar PV | Commercial | 1000 | 1384.6667 | 1384666.7261 | 15.81% | 21% | 98% | 85.9% | 97.72% | 99.35% | 100% | 1.23 | 25 | 20 | Birmingham, AL | 2021 | NREL ATB: Commercial Solar | LBL Tracking the Sun | DNV Proprietary Data
AL | Large 2 | Solar PV | Commercial | 1000 | 1384.6667 | 1384666.7261 | 15.81% | 21% | 98% | 85.9% | 97.72% | 99.35% | 100% | 1.23 | 25 | 20 | Birmingham, AL | 2022 | NREL ATB: Commercial Solar | LBL Tracking the Sun | DNV Proprietary Data
AL | Large 1 | Solar PV | Commercial | 500 | 1346.2783 | 673139.1685 | 15.37% | 19.8% | 95.9% | 86% | 97.02% | 99.15% | 100% | 1.21 | 25 | 15 | Birmingham, AL | 2012 | NREL ATB: Commercial Solar | LBL Tracking the Sun | DNV Proprietary Data
AL | Large 1 | Solar PV | Commercial | 500 | 1347.714 | 673857.0228 | 15.38% | 19.8% | 96.8% | 86% | 97.2% | 99.2% | 100% | 1.21 | 25 | 15 | Birmingham, AL | 2013 | NREL ATB: Commercial Solar | LBL Tracking the Sun | DNV Proprietary Data
AL | Large 1 | Solar PV | Commercial | 500 | 1349.1448 | 674572.3834 | 15.4% | 19.8% | 97.5% | 86% | 97.37% | 99.25% | 100% | 1.21 | 25 | 15 | Birmingham, AL | 2014 | NREL ATB: Commercial Solar | LBL Tracking the Sun | DNV Proprietary Data
AL | Large 1 | Solar PV | Commercial | 500 | 1351.771 | 675885.519 | 15.43% | 20% | 98% | 86% | 97.72% | 99.35% | 100% | 1.21 | 25 | 15 | Birmingham, AL | 2015 | NREL ATB: Commercial Solar | LBL Tracking the Sun | DNV Proprietary Data
AL | Large 1 | Solar PV | Commercial | 500 | 1354.1521 | 677076.0625 | 15.46% | 20% | 98% | 86% | 97.72% | 99.35% | 100% | 1.21 | 25 | 16 | Birmingham, AL | 2016 | NREL ATB: Commercial Solar | LBL Tracking the Sun | DNV Proprietary Data
AL | Large 1 | Solar PV | Commercial | 500 | 1356.6926 | 678346.319 | 15.49% | 20.2% | 98% | 86% | 97.72% | 99.35% | 100% | 1.21 | 25 | 17 | Birmingham, AL | 2017 | NREL ATB: Commercial Solar | LBL Tracking the Sun | DNV Proprietary Data
AL | Large 1 | Solar PV | Commercial | 500 | 1358.7506 | 679375.2752 | 15.51% | 20.2% | 98% | 85.9% | 97.72% | 99.35% | 100% | 1.21 | 25 | 18 | Birmingham, AL | 2018 | NREL ATB: Commercial Solar | LBL Tracking the Sun | DNV Proprietary Data
AL | Large 1 | Solar PV | Commercial | 500 | 1361.2442 | 680622.0833 | 15.54% | 20.8% | 98% | 85.9% | 97.72% | 99.35% | 100% | 1.21 | 25 | 18 | Birmingham, AL | 2019 | NREL ATB: Commercial Solar | LBL Tracking the Sun | DNV Proprietary Data
AL | Large 1 | Solar PV | Commercial | 500 | 1363.4699 | 681734.9599 | 15.56% | 20.8% | 98% | 85.9% | 97.72% | 99.35% | 100% | 1.21 | 25 | 18 | Birmingham, AL | 2020 | NREL ATB: Commercial Solar | LBL Tracking the Sun | DNV Proprietary Data
AL | Large 1 | Solar PV | Commercial | 500 | 1365.9395 | 682969.7379 | 15.59% | 21% | 98% | 85.9% | 97.72% | 99.35% | 100% | 1.21 | 25 | 20 | Birmingham, AL | 2021 | NREL ATB: Commercial Solar | LBL Tracking the Sun | DNV Proprietary Data
AL | Large 1 | Solar PV | Commercial | 500 | 1365.9395 | 682969.7379 | 15.6% | 21% | 98% | 85.9% | 97.72% | 99.35% | 100% | 1.21 | 25 | 20 | Birmingham, AL | 2022 | NREL ATB: Commercial Solar | LBL Tracking the Sun | DNV Proprietary Data
AL | Medium | Solar PV | Commercial | 250 | 1346.0489 | 336512.2157 | 15.37% | 19.8% | 95.9% | 86% | 97.02% | 99.15% | 100% | 1.21 | 25 | 15 | Birmingham, AL | 2012 | NREL ATB: Commercial Solar | LBL Tracking the Sun | DNV Proprietary Data
AL | Medium | Solar PV | Commercial | 250 | 1348.661 | 337165.2385 | 15.4% | 19.8% | 96.8% | 86% | 97.2% | 99.2% | 100% | 1.21 | 25 | 15 | Birmingham, AL | 2013 | NREL ATB: Commercial Solar | LBL Tracking the Sun | DNV Proprietary Data
AL | Medium | Solar PV | Commercial | 250 | 1350.7075 | 337676.8813 | 15.42% | 19.8% | 97.5% | 86% | 97.37% | 99.25% | 100% | 1.21 | 25 | 15 | Birmingham, AL | 2014 | NREL ATB: Commercial Solar | LBL Tracking the Sun | DNV Proprietary Data
AL | Medium | Solar PV | Commercial | 250 | 1353.0665 | 338266.6208 | 15.45% | 20% | 98% | 86% | 97.72% | 99.35% | 100% | 1.21 | 25 | 15 | Birmingham, AL | 2015 | NREL ATB: Commercial Solar | LBL Tracking the Sun | DNV Proprietary Data
AL | Medium | Solar PV | Commercial | 250 | 1355.4222 | 338855.5607 | 15.47% | 20% | 98% | 86% | 97.72% | 99.35% | 100% | 1.21 | 25 | 16 | Birmingham, AL | 2016 | NREL ATB: Commercial Solar | LBL Tracking the Sun | DNV Proprietary Data
AL | Medium | Solar PV | Commercial | 250 | 1357.8182 | 339454.5618 | 15.5% | 20.2% | 98% | 86% | 97.72% | 99.35% | 100% | 1.21 | 25 | 17 | Birmingham, AL | 2017 | NREL ATB: Commercial Solar | LBL Tracking the Sun | DNV Proprietary Data
AL | Medium | Solar PV | Commercial | 250 | 1360.1022 | 340025.5589 | 15.53% | 20.2% | 98% | 85.9% | 97.72% | 99.35% | 100% | 1.21 | 25 | 18 | Birmingham, AL | 2018 | NREL ATB: Commercial Solar | LBL Tracking the Sun | DNV Proprietary Data
AL | Medium | Solar PV | Commercial | 250 | 1361.7071 | 340426.7716 | 15.54% | 20.8% | 98% | 85.9% | 97.72% | 99.35% | 100% | 1.21 | 25 | 18 | Birmingham, AL | 2019 | NREL ATB: Commercial Solar | LBL Tracking the Sun | DNV Proprietary Data
AL | Medium | Solar PV | Commercial | 250 | 1363.8507 | 340962.6704 | 15.57% | 20.8% | 98% | 85.9% | 97.72% | 99.35% | 100% | 1.21 | 25 | 18 | Birmingham, AL | 2020 | NREL ATB: Commercial Solar | LBL Tracking the Sun | DNV Proprietary Data
AL | Medium | Solar PV | Commercial | 250 | 1365.9395 | 341484.869 | 15.59% | 21% | 98% | 85.9% | 97.72% | 99.35% | 100% | 1.21 | 25 | 20 | Birmingham, AL | 2021 | NREL ATB: Commercial Solar | LBL Tracking the Sun | DNV Proprietary Data
AL | Medium | Solar PV | Commercial | 250 | 1365.9395 | 341484.869 | 15.6% | 21% | 98% | 85.9% | 97.72% | 99.35% | 100% | 1.21 | 25 | 20 | Birmingham, AL | 2022 | NREL ATB: Commercial Solar | LBL Tracking the Sun | DNV Proprietary Data
AL | Small 1 | Solar PV | Commercial | 33.83 | 1341.225 | 45373.6408 | 15.31% | 19.8% | 95.9% | 86% | 97.02% | 99.15% | 100% | 1.17 | 25 | 15 | Birmingham, AL | 2012 | NREL ATB: Commercial Solar | LBL Tracking the Sun | DNV Proprietary Data
AL | Small 1 | Solar PV | Commercial | 37.4 | 1343.5314 | 50248.075 | 15.34% | 19.8% | 96.8% | 86% | 97.2% | 99.2% | 100% | 1.17 | 25 | 15 | Birmingham, AL | 2013 | NREL ATB: Commercial Solar | LBL Tracking the Sun | DNV Proprietary Data
AL | Small 1 | Solar PV | Commercial | 34.68 | 1345.0737 | 46647.1576 | 15.35% | 19.8% | 97.5% | 86% | 97.37% | 99.25% | 100% | 1.17 | 25 | 15 | Birmingham, AL | 2014 | NREL ATB: Commercial Solar | LBL Tracking the Sun | DNV Proprietary Data
AL | Small 1 | Solar PV | Commercial | 32.81 | 1347.2391 | 44202.9161 | 15.38% | 20% | 98% | 86% | 97.72% | 99.35% | 100% | 1.17 | 25 | 15 | Birmingham, AL | 2015 | NREL ATB: Commercial Solar | LBL Tracking the Sun | DNV Proprietary Data
AL | Small 1 | Solar PV | Commercial | 33.15 | 1349.1211 | 44723.3636 | 15.4% | 20% | 98% | 86% | 97.72% | 99.35% | 100% | 1.17 | 25 | 16 | Birmingham, AL | 2016 | NREL ATB: Commercial Solar | LBL Tracking the Sun | DNV Proprietary Data
AL | Small 1 | Solar PV | Commercial | 38.76 | 1351.212 | 52372.9755 | 15.42% | 20.2% | 98% | 86% | 97.72% | 99.35% | 100% | 1.17 | 25 | 17 | Birmingham, AL | 2017 | NREL ATB: Commercial Solar | LBL Tracking the Sun | DNV Proprietary Data
AL | Small 1 | Solar PV | Commercial | 39.27 | 1353.7134 | 53160.3235 | 15.45% | 20.2% | 98% | 85.9% | 97.72% | 99.35% | 100% | 1.17 | 25 | 18 | Birmingham, AL | 2018 | NREL ATB: Commercial Solar | LBL Tracking the Sun | DNV Proprietary Data
AL | Small 1 | Solar PV | Commercial | 38.25 | 1355.6181 | 51852.3933 | 15.48% | 20.8% | 98% | 85.9% | 97.72% | 99.35% | 100% | 1.17 | 25 | 18 | Birmingham, AL | 2019 | NREL ATB: Commercial Solar | LBL Tracking the Sun | DNV Proprietary Data
AL | Small 1 | Solar PV | Commercial | 36.38 | 1357.6128 | 49389.9539 | 15.5% | 20.8% | 98% | 85.9% | 97.72% | 99.35% | 100% | 1.17 | 25 | 18 | Birmingham, AL | 2020 | NREL ATB: Commercial Solar | LBL Tracking the Sun | DNV Proprietary Data
AL | Small 1 | Solar PV | Commercial | 32.64 | 1359.8624 | 44385.9088 | 15.52% | 21% | 98% | 85.9% | 97.72% | 99.35% | 100% | 1.17 | 25 | 20 | Birmingham, AL | 2021 | NREL ATB: Commercial Solar | LBL Tracking the Sun | DNV Proprietary Data
AL | Small 1 | Solar PV | Commercial | 34.1193 | 1360.3689 | 46414.9018 | 15.53% | 21% | 98% | 85.9% | 97.72% | 99.35% | 100% | 1.17 | 25 | 20 | Birmingham, AL | 2022 | NREL ATB: Commercial Solar | LBL Tracking the Sun | DNV Proprietary Data
AL | Small 2 | Solar PV | Commercial | 100 | 1341.225 | 134122.4972 | 15.31% | 19.8% | 95.9% | 86% | 97.02% | 99.15% | 100% | 1.17 | 25 | 15 | Birmingham, AL | 2012 | NREL ATB: Commercial Solar | LBL Tracking the Sun | DNV Proprietary Data
AL | Small 2 | Solar PV | Commercial | 100 | 1343.5314 | 134353.1417 | 15.34% | 19.8% | 96.8% | 86% | 97.2% | 99.2% | 100% | 1.17 | 25 | 15 | Birmingham, AL | 2013 | NREL ATB: Commercial Solar | LBL Tracking the Sun | DNV Proprietary Data
AL | Small 2 | Solar PV | Commercial | 100 | 1345.0737 | 134507.3748 | 15.35% | 19.8% | 97.5% | 86% | 97.37% | 99.25% | 100% | 1.17 | 25 | 15 | Birmingham, AL | 2014 | NREL ATB: Commercial Solar | LBL Tracking the Sun | DNV Proprietary Data
AL | Small 2 | Solar PV | Commercial | 100 | 1347.2391 | 134723.9138 | 15.38% | 20% | 98% | 86% | 97.72% | 99.35% | 100% | 1.17 | 25 | 15 | Birmingham, AL | 2015 | NREL ATB: Commercial Solar | LBL Tracking the Sun | DNV Proprietary Data
AL | Small 2 | Solar PV | Commercial | 100 | 1349.1211 | 134912.1075 | 15.4% | 20% | 98% | 86% | 97.72% | 99.35% | 100% | 1.17 | 25 | 16 | Birmingham, AL | 2016 | NREL ATB: Commercial Solar | LBL Tracking the Sun | DNV Proprietary Data
AL | Small 2 | Solar PV | Commercial | 100 | 1351.212 | 135121.1959 | 15.42% | 20.2% | 98% | 86% | 97.72% | 99.35% | 100% | 1.17 | 25 | 17 | Birmingham, AL | 2017 | NREL ATB: Commercial Solar | LBL Tracking the Sun | DNV Proprietary Data
AL | Small 2 | Solar PV | Commercial | 100 | 1353.7134 | 135371.3357 | 15.45% | 20.2% | 98% | 85.9% | 97.72% | 99.35% | 100% | 1.17 | 25 | 18 | Birmingham, AL | 2018 | NREL ATB: Commercial Solar | LBL Tracking the Sun | DNV Proprietary Data
AL | Small 2 | Solar PV | Commercial | 100 | 1355.6181 | 135561.8124 | 15.48% | 20.8% | 98% | 85.9% | 97.72% | 99.35% | 100% | 1.17 | 25 | 18 | Birmingham, AL | 2019 | NREL ATB: Commercial Solar | LBL Tracking the Sun | DNV Proprietary Data
AL | Small 2 | Solar PV | Commercial | 100 | 1357.6128 | 135761.2806 | 15.5% | 20.8% | 98% | 85.9% | 97.72% | 99.35% | 100% | 1.17 | 25 | 18 | Birmingham, AL | 2020 | NREL ATB: Commercial Solar | LBL Tracking the Sun | DNV Proprietary Data
AL | Small 2 | Solar PV | Commercial | 100 | 1359.8624 | 135986.2403 | 15.52% | 21% | 98% | 85.9% | 97.72% | 99.35% | 100% | 1.17 | 25 | 20 | Birmingham, AL | 2021 | NREL ATB: Commercial Solar | LBL Tracking the Sun | DNV Proprietary Data
AL | Small 2 | Solar PV | Commercial | 100 | 1359.8624 | 135986.2403 | 15.53% | 21% | 98% | 85.9% | 97.72% | 99.35% | 100% | 1.17 | 25 | 20 | Birmingham, AL | 2022 | NREL ATB: Commercial Solar | LBL Tracking the Sun | DNV Proprietary Data
AR | Large 2 | Solar PV | Commercial | 1000 | 1379.4699 | 1379469.8874 | 15.75% | 19.8% | 95.9% | 86% | 97.02% | 99.15% | 100% | 1.23 | 25 | 15 | Little Rock, AR | 2012 | NREL ATB: Commercial Solar | LBL Tracking the Sun | DNV Proprietary Data
AR | Large 2 | Solar PV | Commercial | 1000 | 1381.9737 | 1381973.743 | 15.78% | 19.8% | 96.8% | 86% | 97.2% | 99.2% | 100% | 1.23 | 25 | 15 | Little Rock, AR | 2013 | NREL ATB: Commercial Solar | LBL Tracking the Sun | DNV Proprietary Data
AR | Large 2 | Solar PV | Commercial | 1000 | 1383.8924 | 1383892.3957 | 15.8% | 19.8% | 97.5% | 86% | 97.37% | 99.25% | 100% | 1.23 | 25 | 15 | Little Rock, AR | 2014 | NREL ATB: Commercial Solar | LBL Tracking the Sun | DNV Proprietary Data
AR | Large 2 | Solar PV | Commercial | 1000 | 1386.645 | 1386645.0314 | 15.83% | 20% | 98% | 86% | 97.72% | 99.35% | 100% | 1.23 | 25 | 15 | Little Rock, AR | 2015 | NREL ATB: Commercial Solar | LBL Tracking the Sun | DNV Proprietary Data
AR | Large 2 | Solar PV | Commercial | 1000 | 1388.1711 | 1388171.0676 | 15.85% | 20% | 98% | 86% | 97.72% | 99.35% | 100% | 1.23 | 25 | 16 | Little Rock, AR | 2016 | NREL ATB: Commercial Solar | LBL Tracking the Sun | DNV Proprietary Data
AR | Large 2 | Solar PV | Commercial | 1000 | 1390.2009 | 1390200.9074 | 15.87% | 20.2% | 98% | 86% | 97.72% | 99.35% | 100% | 1.23 | 25 | 17 | Little Rock, AR | 2017 | NREL ATB: Commercial Solar | LBL Tracking the Sun | DNV Proprietary Data
AR | Large 2 | Solar PV | Commercial | 1000 | 1392.5435 | 1392543.5153 | 15.9% | 20.2% | 98% | 85.9% | 97.72% | 99.35% | 100% | 1.23 | 25 | 18 | Little Rock, AR | 2018 | NREL ATB: Commercial Solar | LBL Tracking the Sun | DNV Proprietary Data
AR | Large 2 | Solar PV | Commercial | 1000 | 1393.9408 | 1393940.8028 | 15.91% | 20.8% | 98% | 85.9% | 97.72% | 99.35% | 100% | 1.23 | 25 | 18 | Little Rock, AR | 2019 | NREL ATB: Commercial Solar | LBL Tracking the Sun | DNV Proprietary Data
AR | Large 2 | Solar PV | Commercial | 1000 | 1395.4192 | 1395419.1659 | 15.93% | 20.8% | 98% | 85.9% | 97.72% | 99.35% | 100% | 1.23 | 25 | 18 | Little Rock, AR | 2020 | NREL ATB: Commercial Solar | LBL Tracking the Sun | DNV Proprietary Data
AR | Large 2 | Solar PV | Commercial | 1000 | 1398.1571 | 1398157.1321 | 15.96% | 21% | 98% | 85.9% | 97.72% | 99.35% | 100% | 1.23 | 25 | 20 | Little Rock, AR | 2021 | NREL ATB: Commercial Solar | LBL Tracking the Sun | DNV Proprietary Data
AR | Large 2 | Solar PV | Commercial | 1000 | 1398.1571 | 1398157.1321 | 15.97% | 21% | 98% | 85.9% | 97.72% | 99.35% | 100% | 1.23 | 25 | 20 | Little Rock, AR | 2022 | NREL ATB: Commercial Solar | LBL Tracking the Sun | DNV Proprietary Data
AR | Large 1 | Solar PV | Commercial | 500 | 1364.8948 | 682447.3956 | 15.58% | 19.8% | 95.9% | 86% | 97.02% | 99.15% | 100% | 1.21 | 25 | 15 | Little Rock, AR | 2012 | NREL ATB: Commercial Solar | LBL Tracking the Sun | DNV Proprietary Data
AR | Large 1 | Solar PV | Commercial | 500 | 1366.3791 | 683189.5399 | 15.6% | 19.8% | 96.8% | 86% | 97.2% | 99.2% | 100% | 1.21 | 25 | 15 | Little Rock, AR | 2013 | NREL ATB: Commercial Solar | LBL Tracking the Sun | DNV Proprietary Data
AR | Large 1 | Solar PV | Commercial | 500 | 1367.7722 | 683886.0788 | 15.61% | 19.8% | 97.5% | 86% | 97.37% | 99.25% | 100% | 1.21 | 25 | 15 | Little Rock, AR | 2014 | NREL ATB: Commercial Solar | LBL Tracking the Sun | DNV Proprietary Data
AR | Large 1 | Solar PV | Commercial | 500 | 1370.3049 | 685152.4628 | 15.64% | 20% | 98% | 86% | 97.72% | 99.35% | 100% | 1.21 | 25 | 15 | Little Rock, AR | 2015 | NREL ATB: Commercial Solar | LBL Tracking the Sun | DNV Proprietary Data
AR | Large 1 | Solar PV | Commercial | 500 | 1372.0945 | 686047.2597 | 15.66% | 20% | 98% | 86% | 97.72% | 99.35% | 100% | 1.21 | 25 | 16 | Little Rock, AR | 2016 | NREL ATB: Commercial Solar | LBL Tracking the Sun | DNV Proprietary Data
AR | Large 1 | Solar PV | Commercial | 500 | 1374.7127 | 687356.3711 | 15.69% | 20.2% | 98% | 86% | 97.72% | 99.35% | 100% | 1.21 | 25 | 17 | Little Rock, AR | 2017 | NREL ATB: Commercial Solar | LBL Tracking the Sun | DNV Proprietary Data
AR | Large 1 | Solar PV | Commercial | 500 | 1376.1627 | 688081.3495 | 15.71% | 20.2% | 98% | 85.9% | 97.72% | 99.35% | 100% | 1.21 | 25 | 18 | Little Rock, AR | 2018 | NREL ATB: Commercial Solar | LBL Tracking the Sun | DNV Proprietary Data
AR | Large 1 | Solar PV | Commercial | 500 | 1377.8675 | 688933.7365 | 15.73% | 20.8% | 98% | 85.9% | 97.72% | 99.35% | 100% | 1.21 | 25 | 18 | Little Rock, AR | 2019 | NREL ATB: Commercial Solar | LBL Tracking the Sun | DNV Proprietary Data
AR | Large 1 | Solar PV | Commercial | 500 | 1380.4027 | 690201.3407 | 15.76% | 20.8% | 98% | 85.9% | 97.72% | 99.35% | 100% | 1.21 | 25 | 18 | Little Rock, AR | 2020 | NREL ATB: Commercial Solar | LBL Tracking the Sun | DNV Proprietary Data
AR | Large 1 | Solar PV | Commercial | 500 | 1382.0324 | 691016.1859 | 15.78% | 21% | 98% | 85.9% | 97.72% | 99.35% | 100% | 1.21 | 25 | 20 | Little Rock, AR | 2021 | NREL ATB: Commercial Solar | LBL Tracking the Sun | DNV Proprietary Data
AR | Large 1 | Solar PV | Commercial | 500 | 1382.0324 | 691016.1859 | 15.78% | 21% | 98% | 85.9% | 97.72% | 99.35% | 100% | 1.21 | 25 | 20 | Little Rock, AR | 2022 | NREL ATB: Commercial Solar | LBL Tracking the Sun | DNV Proprietary Data
AR | Medium | Solar PV | Commercial | 250 | 1364.3833 | 341095.8306 | 15.58% | 19.8% | 95.9% | 86% | 97.02% | 99.15% | 100% | 1.21 | 25 | 15 | Little Rock, AR | 2012 | NREL ATB: Commercial Solar | LBL Tracking the Sun | DNV Proprietary Data
AR | Medium | Solar PV | Commercial | 250 | 1366.1133 | 341528.3194 | 15.59% | 19.8% | 96.8% | 86% | 97.2% | 99.2% | 100% | 1.21 | 25 | 15 | Little Rock, AR | 2013 | NREL ATB: Commercial Solar | LBL Tracking the Sun | DNV Proprietary Data
AR | Medium | Solar PV | Commercial | 250 | 1367.6833 | 341920.8238 | 15.61% | 19.8% | 97.5% | 86% | 97.37% | 99.25% | 100% | 1.21 | 25 | 15 | Little Rock, AR | 2014 | NREL ATB: Commercial Solar | LBL Tracking the Sun | DNV Proprietary Data
AR | Medium | Solar PV | Commercial | 250 | 1369.2323 | 342308.0745 | 15.63% | 20% | 98% | 86% | 97.72% | 99.35% | 100% | 1.21 | 25 | 15 | Little Rock, AR | 2015 | NREL ATB: Commercial Solar | LBL Tracking the Sun | DNV Proprietary Data
AR | Medium | Solar PV | Commercial | 250 | 1370.609 | 342652.2555 | 15.65% | 20% | 98% | 86% | 97.72% | 99.35% | 100% | 1.21 | 25 | 16 | Little Rock, AR | 2016 | NREL ATB: Commercial Solar | LBL Tracking the Sun | DNV Proprietary Data
AR | Medium | Solar PV | Commercial | 250 | 1373.3318 | 343332.9601 | 15.68% | 20.2% | 98% | 86% | 97.72% | 99.35% | 100% | 1.21 | 25 | 17 | Little Rock, AR | 2017 | NREL ATB: Commercial Solar | LBL Tracking the Sun | DNV Proprietary Data
AR | Medium | Solar PV | Commercial | 250 | 1375.8409 | 343960.2295 | 15.71% | 20.2% | 98% | 85.9% | 97.72% | 99.35% | 100% | 1.21 | 25 | 18 | Little Rock, AR | 2018 | NREL ATB: Commercial Solar | LBL Tracking the Sun | DNV Proprietary Data
AR | Medium | Solar PV | Commercial | 250 | 1377.5889 | 344397.2365 | 15.73% | 20.8% | 98% | 85.9% | 97.72% | 99.35% | 100% | 1.21 | 25 | 18 | Little Rock, AR | 2019 | NREL ATB: Commercial Solar | LBL Tracking the Sun | DNV Proprietary Data
AR | Medium | Solar PV | Commercial | 250 | 1380.077 | 345019.2428 | 15.75% | 20.8% | 98% | 85.9% | 97.72% | 99.35% | 100% | 1.21 | 25 | 18 | Little Rock, AR | 2020 | NREL ATB: Commercial Solar | LBL Tracking the Sun | DNV Proprietary Data
AR | Medium | Solar PV | Commercial | 250 | 1382.0324 | 345508.093 | 15.78% | 21% | 98% | 85.9% | 97.72% | 99.35% | 100% | 1.21 | 25 | 20 | Little Rock, AR | 2021 | NREL ATB: Commercial Solar | LBL Tracking the Sun | DNV Proprietary Data
AR | Medium | Solar PV | Commercial | 250 | 1382.0324 | 345508.093 | 15.78% | 21% | 98% | 85.9% | 97.72% | 99.35% | 100% | 1.21 | 25 | 20 | Little Rock, AR | 2022 | NREL ATB: Commercial Solar | LBL Tracking the Sun | DNV Proprietary Data
AR | Small 1 | Solar PV | Commercial | 33.83 | 1362.0426 | 46077.9021 | 15.55% | 19.8% | 95.9% | 86% | 97.02% | 99.15% | 100% | 1.17 | 25 | 15 | Little Rock, AR | 2012 | NREL ATB: Commercial Solar | LBL Tracking the Sun | DNV Proprietary Data
AR | Small 1 | Solar PV | Commercial | 37.4 | 1364.2278 | 51022.1212 | 15.57% | 19.8% | 96.8% | 86% | 97.2% | 99.2% | 100% | 1.17 | 25 | 15 | Little Rock, AR | 2013 | NREL ATB: Commercial Solar | LBL Tracking the Sun | DNV Proprietary Data
AR | Small 1 | Solar PV | Commercial | 34.68 | 1366.8415 | 47402.0623 | 15.6% | 19.8% | 97.5% | 86% | 97.37% | 99.25% | 100% | 1.17 | 25 | 15 | Little Rock, AR | 2014 | NREL ATB: Commercial Solar | LBL Tracking the Sun | DNV Proprietary Data
AR | Small 1 | Solar PV | Commercial | 32.81 | 1368.3843 | 44896.6894 | 15.62% | 20% | 98% | 86% | 97.72% | 99.35% | 100% | 1.17 | 25 | 15 | Little Rock, AR | 2015 | NREL ATB: Commercial Solar | LBL Tracking the Sun | DNV Proprietary Data
AR | Small 1 | Solar PV | Commercial | 33.15 | 1370.719 | 45439.3336 | 15.65% | 20% | 98% | 86% | 97.72% | 99.35% | 100% | 1.17 | 25 | 16 | Little Rock, AR | 2016 | NREL ATB: Commercial Solar | LBL Tracking the Sun | DNV Proprietary Data
AR | Small 1 | Solar PV | Commercial | 38.76 | 1373.2268 | 53226.2724 | 15.68% | 20.2% | 98% | 86% | 97.72% | 99.35% | 100% | 1.17 | 25 | 17 | Little Rock, AR | 2017 | NREL ATB: Commercial Solar | LBL Tracking the Sun | DNV Proprietary Data
AR | Small 1 | Solar PV | Commercial | 39.27 | 1374.611 | 53980.9741 | 15.69% | 20.2% | 98% | 85.9% | 97.72% | 99.35% | 100% | 1.17 | 25 | 18 | Little Rock, AR | 2018 | NREL ATB: Commercial Solar | LBL Tracking the Sun | DNV Proprietary Data
AR | Small 1 | Solar PV | Commercial | 38.25 | 1377.0103 | 52670.6443 | 15.72% | 20.8% | 98% | 85.9% | 97.72% | 99.35% | 100% | 1.17 | 25 | 18 | Little Rock, AR | 2019 | NREL ATB: Commercial Solar | LBL Tracking the Sun | DNV Proprietary Data
AR | Small 1 | Solar PV | Commercial | 36.38 | 1379.7361 | 50194.7978 | 15.75% | 20.8% | 98% | 85.9% | 97.72% | 99.35% | 100% | 1.17 | 25 | 18 | Little Rock, AR | 2020 | NREL ATB: Commercial Solar | LBL Tracking the Sun | DNV Proprietary Data
AR | Small 1 | Solar PV | Commercial | 32.64 | 1381.4555 | 45090.7064 | 15.77% | 21% | 98% | 85.9% | 97.72% | 99.35% | 100% | 1.17 | 25 | 20 | Little Rock, AR | 2021 | NREL ATB: Commercial Solar | LBL Tracking the Sun | DNV Proprietary Data
AR | Small 1 | Solar PV | Commercial | 34.1193 | 1381.97 | 47151.9174 | 15.78% | 21% | 98% | 85.9% | 97.72% | 99.35% | 100% | 1.17 | 25 | 20 | Little Rock, AR | 2022 | NREL ATB: Commercial Solar | LBL Tracking the Sun | DNV Proprietary Data
AR | Small 2 | Solar PV | Commercial | 100 | 1362.0426 | 136204.2628 | 15.55% | 19.8% | 95.9% | 86% | 97.02% | 99.15% | 100% | 1.17 | 25 | 15 | Little Rock, AR | 2012 | NREL ATB: Commercial Solar | LBL Tracking the Sun | DNV Proprietary Data
AR | Small 2 | Solar PV | Commercial | 100 | 1364.2278 | 136422.7839 | 15.57% | 19.8% | 96.8% | 86% | 97.2% | 99.2% | 100% | 1.17 | 25 | 15 | Little Rock, AR | 2013 | NREL ATB: Commercial Solar | LBL Tracking the Sun | DNV Proprietary Data
AR | Small 2 | Solar PV | Commercial | 100 | 1366.8415 | 136684.1474 | 15.6% | 19.8% | 97.5% | 86% | 97.37% | 99.25% | 100% | 1.17 | 25 | 15 | Little Rock, AR | 2014 | NREL ATB: Commercial Solar | LBL Tracking the Sun | DNV Proprietary Data
AR | Small 2 | Solar PV | Commercial | 100 | 1368.3843 | 136838.4316 | 15.62% | 20% | 98% | 86% | 97.72% | 99.35% | 100% | 1.17 | 25 | 15 | Little Rock, AR | 2015 | NREL ATB: Commercial Solar | LBL Tracking the Sun | DNV Proprietary Data
AR | Small 2 | Solar PV | Commercial | 100 | 1370.719 | 137071.8963 | 15.65% | 20% | 98% | 86% | 97.72% | 99.35% | 100% | 1.17 | 25 | 16 | Little Rock, AR | 2016 | NREL ATB: Commercial Solar | LBL Tracking the Sun | DNV Proprietary Data
AR | Small 2 | Solar PV | Commercial | 100 | 1373.2268 | 137322.6841 | 15.68% | 20.2% | 98% | 86% | 97.72% | 99.35% | 100% | 1.17 | 25 | 17 | Little Rock, AR | 2017 | NREL ATB: Commercial Solar | LBL Tracking the Sun | DNV Proprietary Data
AR | Small 2 | Solar PV | Commercial | 100 | 1374.611 | 137461.1003 | 15.69% | 20.2% | 98% | 85.9% | 97.72% | 99.35% | 100% | 1.17 | 25 | 18 | Little Rock, AR | 2018 | NREL ATB: Commercial Solar | LBL Tracking the Sun | DNV Proprietary Data
AR | Small 2 | Solar PV | Commercial | 100 | 1377.0103 | 137701.0308 | 15.72% | 20.8% | 98% | 85.9% | 97.72% | 99.35% | 100% | 1.17 | 25 | 18 | Little Rock, AR | 2019 | NREL ATB: Commercial Solar | LBL Tracking the Sun | DNV Proprietary Data
AR | Small 2 | Solar PV | Commercial | 100 | 1379.7361 | 137973.6059 | 15.75% | 20.8% | 98% | 85.9% | 97.72% | 99.35% | 100% | 1.17 | 25 | 18 | Little Rock, AR | 2020 | NREL ATB: Commercial Solar | LBL Tracking the Sun | DNV Proprietary Data
AR | Small 2 | Solar PV | Commercial | 100 | 1381.4555 | 138145.5465 | 15.77% | 21% | 98% | 85.9% | 97.72% | 99.35% | 100% | 1.17 | 25 | 20 | Little Rock, AR | 2021 | NREL ATB: Commercial Solar | LBL Tracking the Sun | DNV Proprietary Data
AR | Small 2 | Solar PV | Commercial | 100 | 1381.4555 | 138145.5465 | 15.78% | 21% | 98% | 85.9% | 97.72% | 99.35% | 100% | 1.17 | 25 | 20 | Little Rock, AR | 2022 | NREL ATB: Commercial Solar | LBL Tracking the Sun | DNV Proprietary Data
AZ | Large 2 | Solar PV | Commercial | 1000 | 1730.4284 | 1730428.4155 | 19.75% | 19.8% | 95.9% | 86% | 97.02% | 99.15% | 100% | 1.23 | 25 | 15 | Phoenix, AZ | 2012 | NREL ATB: Commercial Solar | LBL Tracking the Sun | DNV Proprietary Data
AZ | Large 2 | Solar PV | Commercial | 1000 | 1733.5263 | 1733526.3433 | 19.79% | 19.8% | 96.8% | 86% | 97.2% | 99.2% | 100% | 1.23 | 25 | 15 | Phoenix, AZ | 2013 | NREL ATB: Commercial Solar | LBL Tracking the Sun | DNV Proprietary Data
AZ | Large 2 | Solar PV | Commercial | 1000 | 1736.3539 | 1736353.9215 | 19.82% | 19.8% | 97.5% | 86% | 97.37% | 99.25% | 100% | 1.23 | 25 | 15 | Phoenix, AZ | 2014 | NREL ATB: Commercial Solar | LBL Tracking the Sun | DNV Proprietary Data
AZ | Large 2 | Solar PV | Commercial | 1000 | 1739.6052 | 1739605.1741 | 19.86% | 20% | 98% | 86% | 97.72% | 99.35% | 100% | 1.23 | 25 | 15 | Phoenix, AZ | 2015 | NREL ATB: Commercial Solar | LBL Tracking the Sun | DNV Proprietary Data
AZ | Large 2 | Solar PV | Commercial | 1000 | 1742.2084 | 1742208.4363 | 19.89% | 20% | 98% | 86% | 97.72% | 99.35% | 100% | 1.23 | 25 | 16 | Phoenix, AZ | 2016 | NREL ATB: Commercial Solar | LBL Tracking the Sun | DNV Proprietary Data
AZ | Large 2 | Solar PV | Commercial | 1000 | 1744.5012 | 1744501.181 | 19.91% | 20.2% | 98% | 86% | 97.72% | 99.35% | 100% | 1.23 | 25 | 17 | Phoenix, AZ | 2017 | NREL ATB: Commercial Solar | LBL Tracking the Sun | DNV Proprietary Data
AZ | Large 2 | Solar PV | Commercial | 1000 | 1747.0301 | 1747030.0552 | 19.94% | 20.2% | 98% | 85.9% | 97.72% | 99.35% | 100% | 1.23 | 25 | 18 | Phoenix, AZ | 2018 | NREL ATB: Commercial Solar | LBL Tracking the Sun | DNV Proprietary Data
AZ | Large 2 | Solar PV | Commercial | 1000 | 1748.7949 | 1748794.8989 | 19.96% | 20.8% | 98% | 85.9% | 97.72% | 99.35% | 100% | 1.23 | 25 | 18 | Phoenix, AZ | 2019 | NREL ATB: Commercial Solar | LBL Tracking the Sun | DNV Proprietary Data
AZ | Large 2 | Solar PV | Commercial | 1000 | 1752.0825 | 1752082.4749 | 20% | 20.8% | 98% | 85.9% | 97.72% | 99.35% | 100% | 1.23 | 25 | 18 | Phoenix, AZ | 2020 | NREL ATB: Commercial Solar | LBL Tracking the Sun | DNV Proprietary Data
AZ | Large 2 | Solar PV | Commercial | 1000 | 1754.8401 | 1754840.1291 | 20.03% | 21% | 98% | 85.9% | 97.72% | 99.35% | 100% | 1.23 | 25 | 20 | Phoenix, AZ | 2021 | NREL ATB: Commercial Solar | LBL Tracking the Sun | DNV Proprietary Data
AZ | Large 2 | Solar PV | Commercial | 1000 | 1754.8401 | 1754840.1291 | 20.04% | 21% | 98% | 85.9% | 97.72% | 99.35% | 100% | 1.23 | 25 | 20 | Phoenix, AZ | 2022 | NREL ATB: Commercial Solar | LBL Tracking the Sun | DNV Proprietary Data
AZ | Large 1 | Solar PV | Commercial | 500 | 1714.8021 | 857401.0447 | 19.58% | 19.8% | 95.9% | 86% | 97.02% | 99.15% | 100% | 1.21 | 25 | 15 | Phoenix, AZ | 2012 | NREL ATB: Commercial Solar | LBL Tracking the Sun | DNV Proprietary Data
AZ | Large 1 | Solar PV | Commercial | 500 | 1716.745 | 858372.4873 | 19.6% | 19.8% | 96.8% | 86% | 97.2% | 99.2% | 100% | 1.21 | 25 | 15 | Phoenix, AZ | 2013 | NREL ATB: Commercial Solar | LBL Tracking the Sun | DNV Proprietary Data
AZ | Large 1 | Solar PV | Commercial | 500 | 1720.0813 | 860040.6603 | 19.64% | 19.8% | 97.5% | 86% | 97.37% | 99.25% | 100% | 1.21 | 25 | 15 | Phoenix, AZ | 2014 | NREL ATB: Commercial Solar | LBL Tracking the Sun | DNV Proprietary Data
AZ | Large 1 | Solar PV | Commercial | 500 | 1723.2421 | 861621.0297 | 19.67% | 20% | 98% | 86% | 97.72% | 99.35% | 100% | 1.21 | 25 | 15 | Phoenix, AZ | 2015 | NREL ATB: Commercial Solar | LBL Tracking the Sun | DNV Proprietary Data
AZ | Large 1 | Solar PV | Commercial | 500 | 1726.6586 | 863329.2788 | 19.71% | 20% | 98% | 86% | 97.72% | 99.35% | 100% | 1.21 | 25 | 16 | Phoenix, AZ | 2016 | NREL ATB: Commercial Solar | LBL Tracking the Sun | DNV Proprietary Data
AZ | Large 1 | Solar PV | Commercial | 500 | 1728.7555 | 864377.7362 | 19.73% | 20.2% | 98% | 86% | 97.72% | 99.35% | 100% | 1.21 | 25 | 17 | Phoenix, AZ | 2017 | NREL ATB: Commercial Solar | LBL Tracking the Sun | DNV Proprietary Data
AZ | Large 1 | Solar PV | Commercial | 500 | 1730.7134 | 865356.7133 | 19.76% | 20.2% | 98% | 85.9% | 97.72% | 99.35% | 100% | 1.21 | 25 | 18 | Phoenix, AZ | 2018 | NREL ATB: Commercial Solar | LBL Tracking the Sun | DNV Proprietary Data
AZ | Large 1 | Solar PV | Commercial | 500 | 1733.1505 | 866575.2727 | 19.78% | 20.8% | 98% | 85.9% | 97.72% | 99.35% | 100% | 1.21 | 25 | 18 | Phoenix, AZ | 2019 | NREL ATB: Commercial Solar | LBL Tracking the Sun | DNV Proprietary Data
AZ | Large 1 | Solar PV | Commercial | 500 | 1735.7751 | 867887.5598 | 19.81% | 20.8% | 98% | 85.9% | 97.72% | 99.35% | 100% | 1.21 | 25 | 18 | Phoenix, AZ | 2020 | NREL ATB: Commercial Solar | LBL Tracking the Sun | DNV Proprietary Data
AZ | Large 1 | Solar PV | Commercial | 500 | 1738.9368 | 869468.4081 | 19.85% | 21% | 98% | 85.9% | 97.72% | 99.35% | 100% | 1.21 | 25 | 20 | Phoenix, AZ | 2021 | NREL ATB: Commercial Solar | LBL Tracking the Sun | DNV Proprietary Data
AZ | Large 1 | Solar PV | Commercial | 500 | 1738.9368 | 869468.4081 | 19.86% | 21% | 98% | 85.9% | 97.72% | 99.35% | 100% | 1.21 | 25 | 20 | Phoenix, AZ | 2022 | NREL ATB: Commercial Solar | LBL Tracking the Sun | DNV Proprietary Data
AZ | Medium | Solar PV | Commercial | 250 | 1714.1527 | 428538.1736 | 19.57% | 19.8% | 95.9% | 86% | 97.02% | 99.15% | 100% | 1.21 | 25 | 15 | Phoenix, AZ | 2012 | NREL ATB: Commercial Solar | LBL Tracking the Sun | DNV Proprietary Data
AZ | Medium | Solar PV | Commercial | 250 | 1716.3776 | 429094.3957 | 19.59% | 19.8% | 96.8% | 86% | 97.2% | 99.2% | 100% | 1.21 | 25 | 15 | Phoenix, AZ | 2013 | NREL ATB: Commercial Solar | LBL Tracking the Sun | DNV Proprietary Data
AZ | Medium | Solar PV | Commercial | 250 | 1719.5562 | 429889.046 | 19.63% | 19.8% | 97.5% | 86% | 97.37% | 99.25% | 100% | 1.21 | 25 | 15 | Phoenix, AZ | 2014 | NREL ATB: Commercial Solar | LBL Tracking the Sun | DNV Proprietary Data
AZ | Medium | Solar PV | Commercial | 250 | 1722.1709 | 430542.7274 | 19.66% | 20% | 98% | 86% | 97.72% | 99.35% | 100% | 1.21 | 25 | 15 | Phoenix, AZ | 2015 | NREL ATB: Commercial Solar | LBL Tracking the Sun | DNV Proprietary Data
AZ | Medium | Solar PV | Commercial | 250 | 1725.3535 | 431338.3643 | 19.7% | 20% | 98% | 86% | 97.72% | 99.35% | 100% | 1.21 | 25 | 16 | Phoenix, AZ | 2016 | NREL ATB: Commercial Solar | LBL Tracking the Sun | DNV Proprietary Data
AZ | Medium | Solar PV | Commercial | 250 | 1727.3643 | 431841.0692 | 19.72% | 20.2% | 98% | 86% | 97.72% | 99.35% | 100% | 1.21 | 25 | 17 | Phoenix, AZ | 2017 | NREL ATB: Commercial Solar | LBL Tracking the Sun | DNV Proprietary Data
AZ | Medium | Solar PV | Commercial | 250 | 1730.1825 | 432545.6321 | 19.75% | 20.2% | 98% | 85.9% | 97.72% | 99.35% | 100% | 1.21 | 25 | 18 | Phoenix, AZ | 2018 | NREL ATB: Commercial Solar | LBL Tracking the Sun | DNV Proprietary Data
AZ | Medium | Solar PV | Commercial | 250 | 1732.5006 | 433125.1533 | 19.78% | 20.8% | 98% | 85.9% | 97.72% | 99.35% | 100% | 1.21 | 25 | 18 | Phoenix, AZ | 2019 | NREL ATB: Commercial Solar | LBL Tracking the Sun | DNV Proprietary Data
AZ | Medium | Solar PV | Commercial | 250 | 1735.7263 | 433931.5765 | 19.81% | 20.8% | 98% | 85.9% | 97.72% | 99.35% | 100% | 1.21 | 25 | 18 | Phoenix, AZ | 2020 | NREL ATB: Commercial Solar | LBL Tracking the Sun | DNV Proprietary Data
AZ | Medium | Solar PV | Commercial | 250 | 1738.9368 | 434734.2041 | 19.85% | 21% | 98% | 85.9% | 97.72% | 99.35% | 100% | 1.21 | 25 | 20 | Phoenix, AZ | 2021 | NREL ATB: Commercial Solar | LBL Tracking the Sun | DNV Proprietary Data
AZ | Medium | Solar PV | Commercial | 250 | 1738.9368 | 434734.2041 | 19.86% | 21% | 98% | 85.9% | 97.72% | 99.35% | 100% | 1.21 | 25 | 20 | Phoenix, AZ | 2022 | NREL ATB: Commercial Solar | LBL Tracking the Sun | DNV Proprietary Data
AZ | Small 1 | Solar PV | Commercial | 33.83 | 1715.0701 | 58020.82 | 19.58% | 19.8% | 95.9% | 86% | 97.02% | 99.15% | 100% | 1.17 | 25 | 15 | Phoenix, AZ | 2012 | NREL ATB: Commercial Solar | LBL Tracking the Sun | DNV Proprietary Data
AZ | Small 1 | Solar PV | Commercial | 37.4 | 1717.888 | 64249.0114 | 19.61% | 19.8% | 96.8% | 86% | 97.2% | 99.2% | 100% | 1.17 | 25 | 15 | Phoenix, AZ | 2013 | NREL ATB: Commercial Solar | LBL Tracking the Sun | DNV Proprietary Data
AZ | Small 1 | Solar PV | Commercial | 34.68 | 1721.2873 | 59694.2435 | 19.65% | 19.8% | 97.5% | 86% | 97.37% | 99.25% | 100% | 1.17 | 25 | 15 | Phoenix, AZ | 2014 | NREL ATB: Commercial Solar | LBL Tracking the Sun | DNV Proprietary Data
AZ | Small 1 | Solar PV | Commercial | 32.81 | 1723.6759 | 56553.8052 | 19.68% | 20% | 98% | 86% | 97.72% | 99.35% | 100% | 1.17 | 25 | 15 | Phoenix, AZ | 2015 | NREL ATB: Commercial Solar | LBL Tracking the Sun | DNV Proprietary Data
AZ | Small 1 | Solar PV | Commercial | 33.15 | 1726.0158 | 57217.424 | 19.7% | 20% | 98% | 86% | 97.72% | 99.35% | 100% | 1.17 | 25 | 16 | Phoenix, AZ | 2016 | NREL ATB: Commercial Solar | LBL Tracking the Sun | DNV Proprietary Data
AZ | Small 1 | Solar PV | Commercial | 38.76 | 1728.5606 | 66999.0095 | 19.73% | 20.2% | 98% | 86% | 97.72% | 99.35% | 100% | 1.17 | 25 | 17 | Phoenix, AZ | 2017 | NREL ATB: Commercial Solar | LBL Tracking the Sun | DNV Proprietary Data
AZ | Small 1 | Solar PV | Commercial | 39.27 | 1730.6228 | 67961.558 | 19.76% | 20.2% | 98% | 85.9% | 97.72% | 99.35% | 100% | 1.17 | 25 | 18 | Phoenix, AZ | 2018 | NREL ATB: Commercial Solar | LBL Tracking the Sun | DNV Proprietary Data
AZ | Small 1 | Solar PV | Commercial | 38.25 | 1733.0144 | 66287.8012 | 19.78% | 20.8% | 98% | 85.9% | 97.72% | 99.35% | 100% | 1.17 | 25 | 18 | Phoenix, AZ | 2019 | NREL ATB: Commercial Solar | LBL Tracking the Sun | DNV Proprietary Data
AZ | Small 1 | Solar PV | Commercial | 36.38 | 1735.3565 | 63132.2695 | 19.81% | 20.8% | 98% | 85.9% | 97.72% | 99.35% | 100% | 1.17 | 25 | 18 | Phoenix, AZ | 2020 | NREL ATB: Commercial Solar | LBL Tracking the Sun | DNV Proprietary Data
AZ | Small 1 | Solar PV | Commercial | 32.64 | 1738.3691 | 56740.3667 | 19.84% | 21% | 98% | 85.9% | 97.72% | 99.35% | 100% | 1.17 | 25 | 20 | Phoenix, AZ | 2021 | NREL ATB: Commercial Solar | LBL Tracking the Sun | DNV Proprietary Data
AZ | Small 1 | Solar PV | Commercial | 34.1193 | 1739.0166 | 59334.1134 | 19.85% | 21% | 98% | 85.9% | 97.72% | 99.35% | 100% | 1.17 | 25 | 20 | Phoenix, AZ | 2022 | NREL ATB: Commercial Solar | LBL Tracking the Sun | DNV Proprietary Data
AZ | Small 2 | Solar PV | Commercial | 100 | 1715.0701 | 171507.0056 | 19.58% | 19.8% | 95.9% | 86% | 97.02% | 99.15% | 100% | 1.17 | 25 | 15 | Phoenix, AZ | 2012 | NREL ATB: Commercial Solar | LBL Tracking the Sun | DNV Proprietary Data
AZ | Small 2 | Solar PV | Commercial | 100 | 1717.888 | 171788.8005 | 19.61% | 19.8% | 96.8% | 86% | 97.2% | 99.2% | 100% | 1.17 | 25 | 15 | Phoenix, AZ | 2013 | NREL ATB: Commercial Solar | LBL Tracking the Sun | DNV Proprietary Data
AZ | Small 2 | Solar PV | Commercial | 100 | 1721.2873 | 172128.7297 | 19.65% | 19.8% | 97.5% | 86% | 97.37% | 99.25% | 100% | 1.17 | 25 | 15 | Phoenix, AZ | 2014 | NREL ATB: Commercial Solar | LBL Tracking the Sun | DNV Proprietary Data
AZ | Small 2 | Solar PV | Commercial | 100 | 1723.6759 | 172367.5868 | 19.68% | 20% | 98% | 86% | 97.72% | 99.35% | 100% | 1.17 | 25 | 15 | Phoenix, AZ | 2015 | NREL ATB: Commercial Solar | LBL Tracking the Sun | DNV Proprietary Data
AZ | Small 2 | Solar PV | Commercial | 100 | 1726.0158 | 172601.5807 | 19.7% | 20% | 98% | 86% | 97.72% | 99.35% | 100% | 1.17 | 25 | 16 | Phoenix, AZ | 2016 | NREL ATB: Commercial Solar | LBL Tracking the Sun | DNV Proprietary Data
AZ | Small 2 | Solar PV | Commercial | 100 | 1728.5606 | 172856.0616 | 19.73% | 20.2% | 98% | 86% | 97.72% | 99.35% | 100% | 1.17 | 25 | 17 | Phoenix, AZ | 2017 | NREL ATB: Commercial Solar | LBL Tracking the Sun | DNV Proprietary Data
AZ | Small 2 | Solar PV | Commercial | 100 | 1730.6228 | 173062.2816 | 19.76% | 20.2% | 98% | 85.9% | 97.72% | 99.35% | 100% | 1.17 | 25 | 18 | Phoenix, AZ | 2018 | NREL ATB: Commercial Solar | LBL Tracking the Sun | DNV Proprietary Data
AZ | Small 2 | Solar PV | Commercial | 100 | 1733.0144 | 173301.441 | 19.78% | 20.8% | 98% | 85.9% | 97.72% | 99.35% | 100% | 1.17 | 25 | 18 | Phoenix, AZ | 2019 | NREL ATB: Commercial Solar | LBL Tracking the Sun | DNV Proprietary Data
AZ | Small 2 | Solar PV | Commercial | 100 | 1735.3565 | 173535.6501 | 19.81% | 20.8% | 98% | 85.9% | 97.72% | 99.35% | 100% | 1.17 | 25 | 18 | Phoenix, AZ | 2020 | NREL ATB: Commercial Solar | LBL Tracking the Sun | DNV Proprietary Data
AZ | Small 2 | Solar PV | Commercial | 100 | 1738.3691 | 173836.9078 | 19.84% | 21% | 98% | 85.9% | 97.72% | 99.35% | 100% | 1.17 | 25 | 20 | Phoenix, AZ | 2021 | NREL ATB: Commercial Solar | LBL Tracking the Sun | DNV Proprietary Data
AZ | Small 2 | Solar PV | Commercial | 100 | 1738.3691 | 173836.9078 | 19.85% | 21% | 98% | 85.9% | 97.72% | 99.35% | 100% | 1.17 | 25 | 20 | Phoenix, AZ | 2022 | NREL ATB: Commercial Solar | LBL Tracking the Sun | DNV Proprietary Data
CA | Large 2 | Solar PV | Commercial | 1000 | 1664.7466 | 1664746.5732 | 19% | 19.8% | 95.9% | 86% | 97.02% | 99.15% | 100% | 1.23 | 25 | 15 | Los Angeles, CA | 2012 | NREL ATB: Commercial Solar | LBL Tracking the Sun | DNV Proprietary Data
CA | Large 2 | Solar PV | Commercial | 1000 | 1666.4991 | 1666499.1083 | 19.02% | 19.8% | 96.8% | 86% | 97.2% | 99.2% | 100% | 1.23 | 25 | 15 | Los Angeles, CA | 2013 | NREL ATB: Commercial Solar | LBL Tracking the Sun | DNV Proprietary Data
CA | Large 2 | Solar PV | Commercial | 1000 | 1668.2873 | 1668287.2569 | 19.04% | 19.8% | 97.5% | 86% | 97.37% | 99.25% | 100% | 1.23 | 25 | 15 | Los Angeles, CA | 2014 | NREL ATB: Commercial Solar | LBL Tracking the Sun | DNV Proprietary Data
CA | Large 2 | Solar PV | Commercial | 1000 | 1671.1215 | 1671121.523 | 19.08% | 20% | 98% | 86% | 97.72% | 99.35% | 100% | 1.23 | 25 | 15 | Los Angeles, CA | 2015 | NREL ATB: Commercial Solar | LBL Tracking the Sun | DNV Proprietary Data
CA | Large 2 | Solar PV | Commercial | 1000 | 1674.344 | 1674343.9781 | 19.11% | 20% | 98% | 86% | 97.72% | 99.35% | 100% | 1.23 | 25 | 16 | Los Angeles, CA | 2016 | NREL ATB: Commercial Solar | LBL Tracking the Sun | DNV Proprietary Data
CA | Large 2 | Solar PV | Commercial | 1000 | 1676.4486 | 1676448.5519 | 19.14% | 20.2% | 98% | 86% | 97.72% | 99.35% | 100% | 1.23 | 25 | 17 | Los Angeles, CA | 2017 | NREL ATB: Commercial Solar | LBL Tracking the Sun | DNV Proprietary Data
CA | Large 2 | Solar PV | Commercial | 1000 | 1678.1937 | 1678193.7258 | 19.16% | 20.2% | 98% | 85.9% | 97.72% | 99.35% | 100% | 1.23 | 25 | 18 | Los Angeles, CA | 2018 | NREL ATB: Commercial Solar | LBL Tracking the Sun | DNV Proprietary Data
CA | Large 2 | Solar PV | Commercial | 1000 | 1681.4928 | 1681492.7866 | 19.2% | 20.8% | 98% | 85.9% | 97.72% | 99.35% | 100% | 1.23 | 25 | 18 | Los Angeles, CA | 2019 | NREL ATB: Commercial Solar | LBL Tracking the Sun | DNV Proprietary Data
CA | Large 2 | Solar PV | Commercial | 1000 | 1684.604 | 1684603.9875 | 19.23% | 20.8% | 98% | 85.9% | 97.72% | 99.35% | 100% | 1.23 | 25 | 18 | Los Angeles, CA | 2020 | NREL ATB: Commercial Solar | LBL Tracking the Sun | DNV Proprietary Data
CA | Large 2 | Solar PV | Commercial | 1000 | 1686.9819 | 1686981.9294 | 19.26% | 21% | 98% | 85.9% | 97.72% | 99.35% | 100% | 1.23 | 25 | 20 | Los Angeles, CA | 2021 | NREL ATB: Commercial Solar | LBL Tracking the Sun | DNV Proprietary Data
CA | Large 2 | Solar PV | Commercial | 1000 | 1686.9819 | 1686981.9294 | 19.26% | 21% | 98% | 85.9% | 97.72% | 99.35% | 100% | 1.23 | 25 | 20 | Los Angeles, CA | 2022 | NREL ATB: Commercial Solar | LBL Tracking the Sun | DNV Proprietary Data
CA | Large 1 | Solar PV | Commercial | 500 | 1652.814 | 826406.9828 | 18.87% | 19.8% | 95.9% | 86% | 97.02% | 99.15% | 100% | 1.21 | 25 | 15 | Los Angeles, CA | 2012 | NREL ATB: Commercial Solar | LBL Tracking the Sun | DNV Proprietary Data
CA | Large 1 | Solar PV | Commercial | 500 | 1655.5325 | 827766.2462 | 18.9% | 19.8% | 96.8% | 86% | 97.2% | 99.2% | 100% | 1.21 | 25 | 15 | Los Angeles, CA | 2013 | NREL ATB: Commercial Solar | LBL Tracking the Sun | DNV Proprietary Data
CA | Large 1 | Solar PV | Commercial | 500 | 1658.5621 | 829281.051 | 18.93% | 19.8% | 97.5% | 86% | 97.37% | 99.25% | 100% | 1.21 | 25 | 15 | Los Angeles, CA | 2014 | NREL ATB: Commercial Solar | LBL Tracking the Sun | DNV Proprietary Data
CA | Large 1 | Solar PV | Commercial | 500 | 1660.9793 | 830489.633 | 18.96% | 20% | 98% | 86% | 97.72% | 99.35% | 100% | 1.21 | 25 | 15 | Los Angeles, CA | 2015 | NREL ATB: Commercial Solar | LBL Tracking the Sun | DNV Proprietary Data
CA | Large 1 | Solar PV | Commercial | 500 | 1663.4875 | 831743.771 | 18.99% | 20% | 98% | 86% | 97.72% | 99.35% | 100% | 1.21 | 25 | 16 | Los Angeles, CA | 2016 | NREL ATB: Commercial Solar | LBL Tracking the Sun | DNV Proprietary Data
CA | Large 1 | Solar PV | Commercial | 500 | 1665.9154 | 832957.7099 | 19.02% | 20.2% | 98% | 86% | 97.72% | 99.35% | 100% | 1.21 | 25 | 17 | Los Angeles, CA | 2017 | NREL ATB: Commercial Solar | LBL Tracking the Sun | DNV Proprietary Data
CA | Large 1 | Solar PV | Commercial | 500 | 1669.0664 | 834533.2131 | 19.05% | 20.2% | 98% | 85.9% | 97.72% | 99.35% | 100% | 1.21 | 25 | 18 | Los Angeles, CA | 2018 | NREL ATB: Commercial Solar | LBL Tracking the Sun | DNV Proprietary Data
CA | Large 1 | Solar PV | Commercial | 500 | 1671.0652 | 835532.591 | 19.08% | 20.8% | 98% | 85.9% | 97.72% | 99.35% | 100% | 1.21 | 25 | 18 | Los Angeles, CA | 2019 | NREL ATB: Commercial Solar | LBL Tracking the Sun | DNV Proprietary Data
CA | Large 1 | Solar PV | Commercial | 500 | 1673.216 | 836608.0066 | 19.1% | 20.8% | 98% | 85.9% | 97.72% | 99.35% | 100% | 1.21 | 25 | 18 | Los Angeles, CA | 2020 | NREL ATB: Commercial Solar | LBL Tracking the Sun | DNV Proprietary Data
CA | Large 1 | Solar PV | Commercial | 500 | 1675.3159 | 837657.9486 | 19.12% | 21% | 98% | 85.9% | 97.72% | 99.35% | 100% | 1.21 | 25 | 20 | Los Angeles, CA | 2021 | NREL ATB: Commercial Solar | LBL Tracking the Sun | DNV Proprietary Data
CA | Large 1 | Solar PV | Commercial | 500 | 1675.3159 | 837657.9486 | 19.13% | 21% | 98% | 85.9% | 97.72% | 99.35% | 100% | 1.21 | 25 | 20 | Los Angeles, CA | 2022 | NREL ATB: Commercial Solar | LBL Tracking the Sun | DNV Proprietary Data
CA | Medium | Solar PV | Commercial | 250 | 1655.3432 | 413835.7998 | 18.9% | 19.8% | 95.9% | 86% | 97.02% | 99.15% | 100% | 1.21 | 25 | 15 | Los Angeles, CA | 2012 | NREL ATB: Commercial Solar | LBL Tracking the Sun | DNV Proprietary Data
CA | Medium | Solar PV | Commercial | 250 | 1657.99 | 414497.5063 | 18.93% | 19.8% | 96.8% | 86% | 97.2% | 99.2% | 100% | 1.21 | 25 | 15 | Los Angeles, CA | 2013 | NREL ATB: Commercial Solar | LBL Tracking the Sun | DNV Proprietary Data
CA | Medium | Solar PV | Commercial | 250 | 1660.02 | 415004.9952 | 18.95% | 19.8% | 97.5% | 86% | 97.37% | 99.25% | 100% | 1.21 | 25 | 15 | Los Angeles, CA | 2014 | NREL ATB: Commercial Solar | LBL Tracking the Sun | DNV Proprietary Data
CA | Medium | Solar PV | Commercial | 250 | 1661.7267 | 415431.6675 | 18.97% | 20% | 98% | 86% | 97.72% | 99.35% | 100% | 1.21 | 25 | 15 | Los Angeles, CA | 2015 | NREL ATB: Commercial Solar | LBL Tracking the Sun | DNV Proprietary Data
CA | Medium | Solar PV | Commercial | 250 | 1664.0066 | 416001.6482 | 19% | 20% | 98% | 86% | 97.72% | 99.35% | 100% | 1.21 | 25 | 16 | Los Angeles, CA | 2016 | NREL ATB: Commercial Solar | LBL Tracking the Sun | DNV Proprietary Data
CA | Medium | Solar PV | Commercial | 250 | 1665.6982 | 416424.5475 | 19.01% | 20.2% | 98% | 86% | 97.72% | 99.35% | 100% | 1.21 | 25 | 17 | Los Angeles, CA | 2017 | NREL ATB: Commercial Solar | LBL Tracking the Sun | DNV Proprietary Data
CA | Medium | Solar PV | Commercial | 250 | 1668.8834 | 417220.8579 | 19.05% | 20.2% | 98% | 85.9% | 97.72% | 99.35% | 100% | 1.21 | 25 | 18 | Los Angeles, CA | 2018 | NREL ATB: Commercial Solar | LBL Tracking the Sun | DNV Proprietary Data
CA | Medium | Solar PV | Commercial | 250 | 1670.8976 | 417724.4071 | 19.07% | 20.8% | 98% | 85.9% | 97.72% | 99.35% | 100% | 1.21 | 25 | 18 | Los Angeles, CA | 2019 | NREL ATB: Commercial Solar | LBL Tracking the Sun | DNV Proprietary Data
CA | Medium | Solar PV | Commercial | 250 | 1673.2409 | 418310.2316 | 19.1% | 20.8% | 98% | 85.9% | 97.72% | 99.35% | 100% | 1.21 | 25 | 18 | Los Angeles, CA | 2020 | NREL ATB: Commercial Solar | LBL Tracking the Sun | DNV Proprietary Data
CA | Medium | Solar PV | Commercial | 250 | 1675.3159 | 418828.9743 | 19.12% | 21% | 98% | 85.9% | 97.72% | 99.35% | 100% | 1.21 | 25 | 20 | Los Angeles, CA | 2021 | NREL ATB: Commercial Solar | LBL Tracking the Sun | DNV Proprietary Data
CA | Medium | Solar PV | Commercial | 250 | 1675.3159 | 418828.9743 | 19.13% | 21% | 98% | 85.9% | 97.72% | 99.35% | 100% | 1.21 | 25 | 20 | Los Angeles, CA | 2022 | NREL ATB: Commercial Solar | LBL Tracking the Sun | DNV Proprietary Data
CA | Small 1 | Solar PV | Commercial | 33.83 | 1652.5496 | 55905.7544 | 18.86% | 19.8% | 95.9% | 86% | 97.02% | 99.15% | 100% | 1.17 | 25 | 15 | Los Angeles, CA | 2012 | NREL ATB: Commercial Solar | LBL Tracking the Sun | DNV Proprietary Data
CA | Small 1 | Solar PV | Commercial | 37.4 | 1654.305 | 61871.0072 | 18.88% | 19.8% | 96.8% | 86% | 97.2% | 99.2% | 100% | 1.17 | 25 | 15 | Los Angeles, CA | 2013 | NREL ATB: Commercial Solar | LBL Tracking the Sun | DNV Proprietary Data
CA | Small 1 | Solar PV | Commercial | 34.68 | 1656.9411 | 57462.716 | 18.91% | 19.8% | 97.5% | 86% | 97.37% | 99.25% | 100% | 1.17 | 25 | 15 | Los Angeles, CA | 2014 | NREL ATB: Commercial Solar | LBL Tracking the Sun | DNV Proprietary Data
CA | Small 1 | Solar PV | Commercial | 32.81 | 1660.0298 | 54465.5775 | 18.95% | 20% | 98% | 86% | 97.72% | 99.35% | 100% | 1.17 | 25 | 15 | Los Angeles, CA | 2015 | NREL ATB: Commercial Solar | LBL Tracking the Sun | DNV Proprietary Data
CA | Small 1 | Solar PV | Commercial | 33.15 | 1662.9268 | 55126.0242 | 18.98% | 20% | 98% | 86% | 97.72% | 99.35% | 100% | 1.17 | 25 | 16 | Los Angeles, CA | 2016 | NREL ATB: Commercial Solar | LBL Tracking the Sun | DNV Proprietary Data
CA | Small 1 | Solar PV | Commercial | 38.76 | 1665.7723 | 64565.3331 | 19.02% | 20.2% | 98% | 86% | 97.72% | 99.35% | 100% | 1.17 | 25 | 17 | Los Angeles, CA | 2017 | NREL ATB: Commercial Solar | LBL Tracking the Sun | DNV Proprietary Data
CA | Small 1 | Solar PV | Commercial | 39.27 | 1667.9444 | 65500.1763 | 19.04% | 20.2% | 98% | 85.9% | 97.72% | 99.35% | 100% | 1.17 | 25 | 18 | Los Angeles, CA | 2018 | NREL ATB: Commercial Solar | LBL Tracking the Sun | DNV Proprietary Data
CA | Small 1 | Solar PV | Commercial | 38.25 | 1670.2257 | 63886.1349 | 19.07% | 20.8% | 98% | 85.9% | 97.72% | 99.35% | 100% | 1.17 | 25 | 18 | Los Angeles, CA | 2019 | NREL ATB: Commercial Solar | LBL Tracking the Sun | DNV Proprietary Data
CA | Small 1 | Solar PV | Commercial | 36.38 | 1672.1045 | 60831.1602 | 19.09% | 20.8% | 98% | 85.9% | 97.72% | 99.35% | 100% | 1.17 | 25 | 18 | Los Angeles, CA | 2020 | NREL ATB: Commercial Solar | LBL Tracking the Sun | DNV Proprietary Data
CA | Small 1 | Solar PV | Commercial | 32.64 | 1674.8571 | 54667.3364 | 19.12% | 21% | 98% | 85.9% | 97.72% | 99.35% | 100% | 1.17 | 25 | 20 | Los Angeles, CA | 2021 | NREL ATB: Commercial Solar | LBL Tracking the Sun | DNV Proprietary Data
CA | Small 1 | Solar PV | Commercial | 34.1193 | 1675.481 | 57166.3195 | 19.13% | 21% | 98% | 85.9% | 97.72% | 99.35% | 100% | 1.17 | 25 | 20 | Los Angeles, CA | 2022 | NREL ATB: Commercial Solar | LBL Tracking the Sun | DNV Proprietary Data
CA | Small 2 | Solar PV | Commercial | 100 | 1652.5496 | 165254.9641 | 18.86% | 19.8% | 95.9% | 86% | 97.02% | 99.15% | 100% | 1.17 | 25 | 15 | Los Angeles, CA | 2012 | NREL ATB: Commercial Solar | LBL Tracking the Sun | DNV Proprietary Data
CA | Small 2 | Solar PV | Commercial | 100 | 1654.305 | 165430.5005 | 18.88% | 19.8% | 96.8% | 86% | 97.2% | 99.2% | 100% | 1.17 | 25 | 15 | Los Angeles, CA | 2013 | NREL ATB: Commercial Solar | LBL Tracking the Sun | DNV Proprietary Data
CA | Small 2 | Solar PV | Commercial | 100 | 1656.9411 | 165694.1062 | 18.91% | 19.8% | 97.5% | 86% | 97.37% | 99.25% | 100% | 1.17 | 25 | 15 | Los Angeles, CA | 2014 | NREL ATB: Commercial Solar | LBL Tracking the Sun | DNV Proprietary Data
CA | Small 2 | Solar PV | Commercial | 100 | 1660.0298 | 166002.9793 | 18.95% | 20% | 98% | 86% | 97.72% | 99.35% | 100% | 1.17 | 25 | 15 | Los Angeles, CA | 2015 | NREL ATB: Commercial Solar | LBL Tracking the Sun | DNV Proprietary Data
CA | Small 2 | Solar PV | Commercial | 100 | 1662.9268 | 166292.6822 | 18.98% | 20% | 98% | 86% | 97.72% | 99.35% | 100% | 1.17 | 25 | 16 | Los Angeles, CA | 2016 | NREL ATB: Commercial Solar | LBL Tracking the Sun | DNV Proprietary Data
CA | Small 2 | Solar PV | Commercial | 100 | 1665.7723 | 166577.2268 | 19.02% | 20.2% | 98% | 86% | 97.72% | 99.35% | 100% | 1.17 | 25 | 17 | Los Angeles, CA | 2017 | NREL ATB: Commercial Solar | LBL Tracking the Sun | DNV Proprietary Data
CA | Small 2 | Solar PV | Commercial | 100 | 1667.9444 | 166794.4393 | 19.04% | 20.2% | 98% | 85.9% | 97.72% | 99.35% | 100% | 1.17 | 25 | 18 | Los Angeles, CA | 2018 | NREL ATB: Commercial Solar | LBL Tracking the Sun | DNV Proprietary Data
CA | Small 2 | Solar PV | Commercial | 100 | 1670.2257 | 167022.5748 | 19.07% | 20.8% | 98% | 85.9% | 97.72% | 99.35% | 100% | 1.17 | 25 | 18 | Los Angeles, CA | 2019 | NREL ATB: Commercial Solar | LBL Tracking the Sun | DNV Proprietary Data
CA | Small 2 | Solar PV | Commercial | 100 | 1672.1045 | 167210.446 | 19.09% | 20.8% | 98% | 85.9% | 97.72% | 99.35% | 100% | 1.17 | 25 | 18 | Los Angeles, CA | 2020 | NREL ATB: Commercial Solar | LBL Tracking the Sun | DNV Proprietary Data
CA | Small 2 | Solar PV | Commercial | 100 | 1674.8571 | 167485.7119 | 19.12% | 21% | 98% | 85.9% | 97.72% | 99.35% | 100% | 1.17 | 25 | 20 | Los Angeles, CA | 2021 | NREL ATB: Commercial Solar | LBL Tracking the Sun | DNV Proprietary Data
CA | Small 2 | Solar PV | Commercial | 100 | 1674.8571 | 167485.7119 | 19.13% | 21% | 98% | 85.9% | 97.72% | 99.35% | 100% | 1.17 | 25 | 20 | Los Angeles, CA | 2022 | NREL ATB: Commercial Solar | LBL Tracking the Sun | DNV Proprietary Data
CO | Large 2 | Solar PV | Commercial | 1000 | 1579.7783 | 1579778.346 | 18.03% | 19.8% | 95.9% | 86% | 97.02% | 99.15% | 100% | 1.23 | 25 | 15 | Denver, CO | 2012 | NREL ATB: Commercial Solar | LBL Tracking the Sun | DNV Proprietary Data
CO | Large 2 | Solar PV | Commercial | 1000 | 1581.9191 | 1581919.1338 | 18.06% | 19.8% | 96.8% | 86% | 97.2% | 99.2% | 100% | 1.23 | 25 | 15 | Denver, CO | 2013 | NREL ATB: Commercial Solar | LBL Tracking the Sun | DNV Proprietary Data
CO | Large 2 | Solar PV | Commercial | 1000 | 1583.566 | 1583566.001 | 18.08% | 19.8% | 97.5% | 86% | 97.37% | 99.25% | 100% | 1.23 | 25 | 15 | Denver, CO | 2014 | NREL ATB: Commercial Solar | LBL Tracking the Sun | DNV Proprietary Data
CO | Large 2 | Solar PV | Commercial | 1000 | 1585.709 | 1585709.025 | 18.1% | 20% | 98% | 86% | 97.72% | 99.35% | 100% | 1.23 | 25 | 15 | Denver, CO | 2015 | NREL ATB: Commercial Solar | LBL Tracking the Sun | DNV Proprietary Data
CO | Large 2 | Solar PV | Commercial | 1000 | 1587.3182 | 1587318.1988 | 18.12% | 20% | 98% | 86% | 97.72% | 99.35% | 100% | 1.23 | 25 | 16 | Denver, CO | 2016 | NREL ATB: Commercial Solar | LBL Tracking the Sun | DNV Proprietary Data
CO | Large 2 | Solar PV | Commercial | 1000 | 1589.2331 | 1589233.0571 | 18.14% | 20.2% | 98% | 86% | 97.72% | 99.35% | 100% | 1.23 | 25 | 17 | Denver, CO | 2017 | NREL ATB: Commercial Solar | LBL Tracking the Sun | DNV Proprietary Data
CO | Large 2 | Solar PV | Commercial | 1000 | 1591.4612 | 1591461.2364 | 18.17% | 20.2% | 98% | 85.9% | 97.72% | 99.35% | 100% | 1.23 | 25 | 18 | Denver, CO | 2018 | NREL ATB: Commercial Solar | LBL Tracking the Sun | DNV Proprietary Data
CO | Large 2 | Solar PV | Commercial | 1000 | 1594.6167 | 1594616.7348 | 18.2% | 20.8% | 98% | 85.9% | 97.72% | 99.35% | 100% | 1.23 | 25 | 18 | Denver, CO | 2019 | NREL ATB: Commercial Solar | LBL Tracking the Sun | DNV Proprietary Data
CO | Large 2 | Solar PV | Commercial | 1000 | 1596.5221 | 1596522.0906 | 18.23% | 20.8% | 98% | 85.9% | 97.72% | 99.35% | 100% | 1.23 | 25 | 18 | Denver, CO | 2020 | NREL ATB: Commercial Solar | LBL Tracking the Sun | DNV Proprietary Data
CO | Large 2 | Solar PV | Commercial | 1000 | 1598.179 | 1598178.9623 | 18.24% | 21% | 98% | 85.9% | 97.72% | 99.35% | 100% | 1.23 | 25 | 20 | Denver, CO | 2021 | NREL ATB: Commercial Solar | LBL Tracking the Sun | DNV Proprietary Data
CO | Large 2 | Solar PV | Commercial | 1000 | 1598.179 | 1598178.9623 | 18.25% | 21% | 98% | 85.9% | 97.72% | 99.35% | 100% | 1.23 | 25 | 20 | Denver, CO | 2022 | NREL ATB: Commercial Solar | LBL Tracking the Sun | DNV Proprietary Data
CO | Large 1 | Solar PV | Commercial | 500 | 1569.0759 | 784537.9411 | 17.91% | 19.8% | 95.9% | 86% | 97.02% | 99.15% | 100% | 1.21 | 25 | 15 | Denver, CO | 2012 | NREL ATB: Commercial Solar | LBL Tracking the Sun | DNV Proprietary Data
CO | Large 1 | Solar PV | Commercial | 500 | 1570.9209 | 785460.4405 | 17.93% | 19.8% | 96.8% | 86% | 97.2% | 99.2% | 100% | 1.21 | 25 | 15 | Denver, CO | 2013 | NREL ATB: Commercial Solar | LBL Tracking the Sun | DNV Proprietary Data
CO | Large 1 | Solar PV | Commercial | 500 | 1573.6493 | 786824.6363 | 17.96% | 19.8% | 97.5% | 86% | 97.37% | 99.25% | 100% | 1.21 | 25 | 15 | Denver, CO | 2014 | NREL ATB: Commercial Solar | LBL Tracking the Sun | DNV Proprietary Data
CO | Large 1 | Solar PV | Commercial | 500 | 1575.5447 | 787772.3617 | 17.99% | 20% | 98% | 86% | 97.72% | 99.35% | 100% | 1.21 | 25 | 15 | Denver, CO | 2015 | NREL ATB: Commercial Solar | LBL Tracking the Sun | DNV Proprietary Data
CO | Large 1 | Solar PV | Commercial | 500 | 1578.3776 | 789188.804 | 18.02% | 20% | 98% | 86% | 97.72% | 99.35% | 100% | 1.21 | 25 | 16 | Denver, CO | 2016 | NREL ATB: Commercial Solar | LBL Tracking the Sun | DNV Proprietary Data
CO | Large 1 | Solar PV | Commercial | 500 | 1580.6518 | 790325.8994 | 18.04% | 20.2% | 98% | 86% | 97.72% | 99.35% | 100% | 1.21 | 25 | 17 | Denver, CO | 2017 | NREL ATB: Commercial Solar | LBL Tracking the Sun | DNV Proprietary Data
CO | Large 1 | Solar PV | Commercial | 500 | 1583.7774 | 791888.7059 | 18.08% | 20.2% | 98% | 85.9% | 97.72% | 99.35% | 100% | 1.21 | 25 | 18 | Denver, CO | 2018 | NREL ATB: Commercial Solar | LBL Tracking the Sun | DNV Proprietary Data
CO | Large 1 | Solar PV | Commercial | 500 | 1586.3573 | 793178.6359 | 18.11% | 20.8% | 98% | 85.9% | 97.72% | 99.35% | 100% | 1.21 | 25 | 18 | Denver, CO | 2019 | NREL ATB: Commercial Solar | LBL Tracking the Sun | DNV Proprietary Data
CO | Large 1 | Solar PV | Commercial | 500 | 1588.2309 | 794115.4349 | 18.13% | 20.8% | 98% | 85.9% | 97.72% | 99.35% | 100% | 1.21 | 25 | 18 | Denver, CO | 2020 | NREL ATB: Commercial Solar | LBL Tracking the Sun | DNV Proprietary Data
CO | Large 1 | Solar PV | Commercial | 500 | 1590.8435 | 795421.7495 | 18.16% | 21% | 98% | 85.9% | 97.72% | 99.35% | 100% | 1.21 | 25 | 20 | Denver, CO | 2021 | NREL ATB: Commercial Solar | LBL Tracking the Sun | DNV Proprietary Data
CO | Large 1 | Solar PV | Commercial | 500 | 1590.8435 | 795421.7495 | 18.17% | 21% | 98% | 85.9% | 97.72% | 99.35% | 100% | 1.21 | 25 | 20 | Denver, CO | 2022 | NREL ATB: Commercial Solar | LBL Tracking the Sun | DNV Proprietary Data
CO | Medium | Solar PV | Commercial | 250 | 1570.0965 | 392524.1301 | 17.92% | 19.8% | 95.9% | 86% | 97.02% | 99.15% | 100% | 1.21 | 25 | 15 | Denver, CO | 2012 | NREL ATB: Commercial Solar | LBL Tracking the Sun | DNV Proprietary Data
CO | Medium | Solar PV | Commercial | 250 | 1572.3587 | 393089.6817 | 17.95% | 19.8% | 96.8% | 86% | 97.2% | 99.2% | 100% | 1.21 | 25 | 15 | Denver, CO | 2013 | NREL ATB: Commercial Solar | LBL Tracking the Sun | DNV Proprietary Data
CO | Medium | Solar PV | Commercial | 250 | 1574.4631 | 393615.7822 | 17.97% | 19.8% | 97.5% | 86% | 97.37% | 99.25% | 100% | 1.21 | 25 | 15 | Denver, CO | 2014 | NREL ATB: Commercial Solar | LBL Tracking the Sun | DNV Proprietary Data
CO | Medium | Solar PV | Commercial | 250 | 1576.2918 | 394072.9417 | 17.99% | 20% | 98% | 86% | 97.72% | 99.35% | 100% | 1.21 | 25 | 15 | Denver, CO | 2015 | NREL ATB: Commercial Solar | LBL Tracking the Sun | DNV Proprietary Data
CO | Medium | Solar PV | Commercial | 250 | 1577.9253 | 394481.3277 | 18.01% | 20% | 98% | 86% | 97.72% | 99.35% | 100% | 1.21 | 25 | 16 | Denver, CO | 2016 | NREL ATB: Commercial Solar | LBL Tracking the Sun | DNV Proprietary Data
CO | Medium | Solar PV | Commercial | 250 | 1580.9164 | 395229.1053 | 18.05% | 20.2% | 98% | 86% | 97.72% | 99.35% | 100% | 1.21 | 25 | 17 | Denver, CO | 2017 | NREL ATB: Commercial Solar | LBL Tracking the Sun | DNV Proprietary Data
CO | Medium | Solar PV | Commercial | 250 | 1583.8896 | 395972.3997 | 18.08% | 20.2% | 98% | 85.9% | 97.72% | 99.35% | 100% | 1.21 | 25 | 18 | Denver, CO | 2018 | NREL ATB: Commercial Solar | LBL Tracking the Sun | DNV Proprietary Data
CO | Medium | Solar PV | Commercial | 250 | 1586.1713 | 396542.8254 | 18.11% | 20.8% | 98% | 85.9% | 97.72% | 99.35% | 100% | 1.21 | 25 | 18 | Denver, CO | 2019 | NREL ATB: Commercial Solar | LBL Tracking the Sun | DNV Proprietary Data
CO | Medium | Solar PV | Commercial | 250 | 1588.7786 | 397194.6591 | 18.14% | 20.8% | 98% | 85.9% | 97.72% | 99.35% | 100% | 1.21 | 25 | 18 | Denver, CO | 2020 | NREL ATB: Commercial Solar | LBL Tracking the Sun | DNV Proprietary Data
CO | Medium | Solar PV | Commercial | 250 | 1590.8435 | 397710.8747 | 18.16% | 21% | 98% | 85.9% | 97.72% | 99.35% | 100% | 1.21 | 25 | 20 | Denver, CO | 2021 | NREL ATB: Commercial Solar | LBL Tracking the Sun | DNV Proprietary Data
CO | Medium | Solar PV | Commercial | 250 | 1590.8435 | 397710.8747 | 18.17% | 21% | 98% | 85.9% | 97.72% | 99.35% | 100% | 1.21 | 25 | 20 | Denver, CO | 2022 | NREL ATB: Commercial Solar | LBL Tracking the Sun | DNV Proprietary Data
CO | Small 1 | Solar PV | Commercial | 33.83 | 1567.7662 | 53037.5321 | 17.9% | 19.8% | 95.9% | 86% | 97.02% | 99.15% | 100% | 1.17 | 25 | 15 | Denver, CO | 2012 | NREL ATB: Commercial Solar | LBL Tracking the Sun | DNV Proprietary Data
CO | Small 1 | Solar PV | Commercial | 37.4 | 1570.1294 | 58722.841 | 17.92% | 19.8% | 96.8% | 86% | 97.2% | 99.2% | 100% | 1.17 | 25 | 15 | Denver, CO | 2013 | NREL ATB: Commercial Solar | LBL Tracking the Sun | DNV Proprietary Data
CO | Small 1 | Solar PV | Commercial | 34.68 | 1572.6361 | 54539.0193 | 17.95% | 19.8% | 97.5% | 86% | 97.37% | 99.25% | 100% | 1.17 | 25 | 15 | Denver, CO | 2014 | NREL ATB: Commercial Solar | LBL Tracking the Sun | DNV Proprietary Data
CO | Small 1 | Solar PV | Commercial | 32.81 | 1575.1935 | 51682.098 | 17.98% | 20% | 98% | 86% | 97.72% | 99.35% | 100% | 1.17 | 25 | 15 | Denver, CO | 2015 | NREL ATB: Commercial Solar | LBL Tracking the Sun | DNV Proprietary Data
CO | Small 1 | Solar PV | Commercial | 33.15 | 1577.12 | 52281.5289 | 18% | 20% | 98% | 86% | 97.72% | 99.35% | 100% | 1.17 | 25 | 16 | Denver, CO | 2016 | NREL ATB: Commercial Solar | LBL Tracking the Sun | DNV Proprietary Data
CO | Small 1 | Solar PV | Commercial | 38.76 | 1579.5518 | 61223.4266 | 18.03% | 20.2% | 98% | 86% | 97.72% | 99.35% | 100% | 1.17 | 25 | 17 | Denver, CO | 2017 | NREL ATB: Commercial Solar | LBL Tracking the Sun | DNV Proprietary Data
CO | Small 1 | Solar PV | Commercial | 39.27 | 1582.2506 | 62134.9805 | 18.06% | 20.2% | 98% | 85.9% | 97.72% | 99.35% | 100% | 1.17 | 25 | 18 | Denver, CO | 2018 | NREL ATB: Commercial Solar | LBL Tracking the Sun | DNV Proprietary Data
CO | Small 1 | Solar PV | Commercial | 38.25 | 1584.9799 | 60625.4814 | 18.09% | 20.8% | 98% | 85.9% | 97.72% | 99.35% | 100% | 1.17 | 25 | 18 | Denver, CO | 2019 | NREL ATB: Commercial Solar | LBL Tracking the Sun | DNV Proprietary Data
CO | Small 1 | Solar PV | Commercial | 36.38 | 1587.3296 | 57747.0513 | 18.12% | 20.8% | 98% | 85.9% | 97.72% | 99.35% | 100% | 1.17 | 25 | 18 | Denver, CO | 2020 | NREL ATB: Commercial Solar | LBL Tracking the Sun | DNV Proprietary Data
CO | Small 1 | Solar PV | Commercial | 32.64 | 1590.5043 | 51914.0598 | 18.16% | 21% | 98% | 85.9% | 97.72% | 99.35% | 100% | 1.17 | 25 | 20 | Denver, CO | 2021 | NREL ATB: Commercial Solar | LBL Tracking the Sun | DNV Proprietary Data
CO | Small 1 | Solar PV | Commercial | 34.1193 | 1591.0967 | 54287.1837 | 18.16% | 21% | 98% | 85.9% | 97.72% | 99.35% | 100% | 1.17 | 25 | 20 | Denver, CO | 2022 | NREL ATB: Commercial Solar | LBL Tracking the Sun | DNV Proprietary Data
CO | Small 2 | Solar PV | Commercial | 100 | 1567.7662 | 156776.6245 | 17.9% | 19.8% | 95.9% | 86% | 97.02% | 99.15% | 100% | 1.17 | 25 | 15 | Denver, CO | 2012 | NREL ATB: Commercial Solar | LBL Tracking the Sun | DNV Proprietary Data
CO | Small 2 | Solar PV | Commercial | 100 | 1570.1294 | 157012.944 | 17.92% | 19.8% | 96.8% | 86% | 97.2% | 99.2% | 100% | 1.17 | 25 | 15 | Denver, CO | 2013 | NREL ATB: Commercial Solar | LBL Tracking the Sun | DNV Proprietary Data
CO | Small 2 | Solar PV | Commercial | 100 | 1572.6361 | 157263.6083 | 17.95% | 19.8% | 97.5% | 86% | 97.37% | 99.25% | 100% | 1.17 | 25 | 15 | Denver, CO | 2014 | NREL ATB: Commercial Solar | LBL Tracking the Sun | DNV Proprietary Data
CO | Small 2 | Solar PV | Commercial | 100 | 1575.1935 | 157519.3477 | 17.98% | 20% | 98% | 86% | 97.72% | 99.35% | 100% | 1.17 | 25 | 15 | Denver, CO | 2015 | NREL ATB: Commercial Solar | LBL Tracking the Sun | DNV Proprietary Data
CO | Small 2 | Solar PV | Commercial | 100 | 1577.12 | 157712.0028 | 18% | 20% | 98% | 86% | 97.72% | 99.35% | 100% | 1.17 | 25 | 16 | Denver, CO | 2016 | NREL ATB: Commercial Solar | LBL Tracking the Sun | DNV Proprietary Data
CO | Small 2 | Solar PV | Commercial | 100 | 1579.5518 | 157955.1771 | 18.03% | 20.2% | 98% | 86% | 97.72% | 99.35% | 100% | 1.17 | 25 | 17 | Denver, CO | 2017 | NREL ATB: Commercial Solar | LBL Tracking the Sun | DNV Proprietary Data
CO | Small 2 | Solar PV | Commercial | 100 | 1582.2506 | 158225.0585 | 18.06% | 20.2% | 98% | 85.9% | 97.72% | 99.35% | 100% | 1.17 | 25 | 18 | Denver, CO | 2018 | NREL ATB: Commercial Solar | LBL Tracking the Sun | DNV Proprietary Data
CO | Small 2 | Solar PV | Commercial | 100 | 1584.9799 | 158497.9905 | 18.09% | 20.8% | 98% | 85.9% | 97.72% | 99.35% | 100% | 1.17 | 25 | 18 | Denver, CO | 2019 | NREL ATB: Commercial Solar | LBL Tracking the Sun | DNV Proprietary Data
CO | Small 2 | Solar PV | Commercial | 100 | 1587.3296 | 158732.9613 | 18.12% | 20.8% | 98% | 85.9% | 97.72% | 99.35% | 100% | 1.17 | 25 | 18 | Denver, CO | 2020 | NREL ATB: Commercial Solar | LBL Tracking the Sun | DNV Proprietary Data
CO | Small 2 | Solar PV | Commercial | 100 | 1590.5043 | 159050.4284 | 18.16% | 21% | 98% | 85.9% | 97.72% | 99.35% | 100% | 1.17 | 25 | 20 | Denver, CO | 2021 | NREL ATB: Commercial Solar | LBL Tracking the Sun | DNV Proprietary Data
CO | Small 2 | Solar PV | Commercial | 100 | 1590.5043 | 159050.4284 | 18.16% | 21% | 98% | 85.9% | 97.72% | 99.35% | 100% | 1.17 | 25 | 20 | Denver, CO | 2022 | NREL ATB: Commercial Solar | LBL Tracking the Sun | DNV Proprietary Data
CT | Large 2 | Solar PV | Commercial | 1000 | 1256.3105 | 1256310.4832 | 14.34% | 19.8% | 95.9% | 86% | 97.02% | 99.15% | 100% | 1.23 | 25 | 15 | Hartford, CT | 2012 | NREL ATB: Commercial Solar | LBL Tracking the Sun | DNV Proprietary Data
CT | Large 2 | Solar PV | Commercial | 1000 | 1257.9758 | 1257975.7947 | 14.36% | 19.8% | 96.8% | 86% | 97.2% | 99.2% | 100% | 1.23 | 25 | 15 | Hartford, CT | 2013 | NREL ATB: Commercial Solar | LBL Tracking the Sun | DNV Proprietary Data
CT | Large 2 | Solar PV | Commercial | 1000 | 1259.9663 | 1259966.2975 | 14.38% | 19.8% | 97.5% | 86% | 97.37% | 99.25% | 100% | 1.23 | 25 | 15 | Hartford, CT | 2014 | NREL ATB: Commercial Solar | LBL Tracking the Sun | DNV Proprietary Data
CT | Large 2 | Solar PV | Commercial | 1000 | 1262.3335 | 1262333.4736 | 14.41% | 20% | 98% | 86% | 97.72% | 99.35% | 100% | 1.23 | 25 | 15 | Hartford, CT | 2015 | NREL ATB: Commercial Solar | LBL Tracking the Sun | DNV Proprietary Data
CT | Large 2 | Solar PV | Commercial | 1000 | 1264.0817 | 1264081.6509 | 14.43% | 20% | 98% | 86% | 97.72% | 99.35% | 100% | 1.23 | 25 | 16 | Hartford, CT | 2016 | NREL ATB: Commercial Solar | LBL Tracking the Sun | DNV Proprietary Data
CT | Large 2 | Solar PV | Commercial | 1000 | 1266.2758 | 1266275.7506 | 14.46% | 20.2% | 98% | 86% | 97.72% | 99.35% | 100% | 1.23 | 25 | 17 | Hartford, CT | 2017 | NREL ATB: Commercial Solar | LBL Tracking the Sun | DNV Proprietary Data
CT | Large 2 | Solar PV | Commercial | 1000 | 1268.4103 | 1268410.2927 | 14.48% | 20.2% | 98% | 85.9% | 97.72% | 99.35% | 100% | 1.23 | 25 | 18 | Hartford, CT | 2018 | NREL ATB: Commercial Solar | LBL Tracking the Sun | DNV Proprietary Data
CT | Large 2 | Solar PV | Commercial | 1000 | 1269.7301 | 1269730.1089 | 14.49% | 20.8% | 98% | 85.9% | 97.72% | 99.35% | 100% | 1.23 | 25 | 18 | Hartford, CT | 2019 | NREL ATB: Commercial Solar | LBL Tracking the Sun | DNV Proprietary Data
CT | Large 2 | Solar PV | Commercial | 1000 | 1271.4804 | 1271480.3701 | 14.51% | 20.8% | 98% | 85.9% | 97.72% | 99.35% | 100% | 1.23 | 25 | 18 | Hartford, CT | 2020 | NREL ATB: Commercial Solar | LBL Tracking the Sun | DNV Proprietary Data
CT | Large 2 | Solar PV | Commercial | 1000 | 1272.8522 | 1272852.1955 | 14.53% | 21% | 98% | 85.9% | 97.72% | 99.35% | 100% | 1.23 | 25 | 20 | Hartford, CT | 2021 | NREL ATB: Commercial Solar | LBL Tracking the Sun | DNV Proprietary Data
CT | Large 2 | Solar PV | Commercial | 1000 | 1272.8522 | 1272852.1955 | 14.54% | 21% | 98% | 85.9% | 97.72% | 99.35% | 100% | 1.23 | 25 | 20 | Hartford, CT | 2022 | NREL ATB: Commercial Solar | LBL Tracking the Sun | DNV Proprietary Data
CT | Large 1 | Solar PV | Commercial | 500 | 1239.5271 | 619763.5455 | 14.15% | 19.8% | 95.9% | 86% | 97.02% | 99.15% | 100% | 1.21 | 25 | 15 | Hartford, CT | 2012 | NREL ATB: Commercial Solar | LBL Tracking the Sun | DNV Proprietary Data
CT | Large 1 | Solar PV | Commercial | 500 | 1241.9418 | 620970.9094 | 14.18% | 19.8% | 96.8% | 86% | 97.2% | 99.2% | 100% | 1.21 | 25 | 15 | Hartford, CT | 2013 | NREL ATB: Commercial Solar | LBL Tracking the Sun | DNV Proprietary Data
CT | Large 1 | Solar PV | Commercial | 500 | 1243.8991 | 621949.5313 | 14.2% | 19.8% | 97.5% | 86% | 97.37% | 99.25% | 100% | 1.21 | 25 | 15 | Hartford, CT | 2014 | NREL ATB: Commercial Solar | LBL Tracking the Sun | DNV Proprietary Data
CT | Large 1 | Solar PV | Commercial | 500 | 1246.331 | 623165.5235 | 14.23% | 20% | 98% | 86% | 97.72% | 99.35% | 100% | 1.21 | 25 | 15 | Hartford, CT | 2015 | NREL ATB: Commercial Solar | LBL Tracking the Sun | DNV Proprietary Data
CT | Large 1 | Solar PV | Commercial | 500 | 1248.5745 | 624287.2459 | 14.25% | 20% | 98% | 86% | 97.72% | 99.35% | 100% | 1.21 | 25 | 16 | Hartford, CT | 2016 | NREL ATB: Commercial Solar | LBL Tracking the Sun | DNV Proprietary Data
CT | Large 1 | Solar PV | Commercial | 500 | 1250.7818 | 625390.8895 | 14.28% | 20.2% | 98% | 86% | 97.72% | 99.35% | 100% | 1.21 | 25 | 17 | Hartford, CT | 2017 | NREL ATB: Commercial Solar | LBL Tracking the Sun | DNV Proprietary Data
CT | Large 1 | Solar PV | Commercial | 500 | 1253.0073 | 626503.6265 | 14.3% | 20.2% | 98% | 85.9% | 97.72% | 99.35% | 100% | 1.21 | 25 | 18 | Hartford, CT | 2018 | NREL ATB: Commercial Solar | LBL Tracking the Sun | DNV Proprietary Data
CT | Large 1 | Solar PV | Commercial | 500 | 1254.3953 | 627197.6396 | 14.32% | 20.8% | 98% | 85.9% | 97.72% | 99.35% | 100% | 1.21 | 25 | 18 | Hartford, CT | 2019 | NREL ATB: Commercial Solar | LBL Tracking the Sun | DNV Proprietary Data
CT | Large 1 | Solar PV | Commercial | 500 | 1255.9123 | 627956.1254 | 14.34% | 20.8% | 98% | 85.9% | 97.72% | 99.35% | 100% | 1.21 | 25 | 18 | Hartford, CT | 2020 | NREL ATB: Commercial Solar | LBL Tracking the Sun | DNV Proprietary Data
CT | Large 1 | Solar PV | Commercial | 500 | 1258.2536 | 629126.7773 | 14.36% | 21% | 98% | 85.9% | 97.72% | 99.35% | 100% | 1.21 | 25 | 20 | Hartford, CT | 2021 | NREL ATB: Commercial Solar | LBL Tracking the Sun | DNV Proprietary Data
CT | Large 1 | Solar PV | Commercial | 500 | 1258.2536 | 629126.7773 | 14.37% | 21% | 98% | 85.9% | 97.72% | 99.35% | 100% | 1.21 | 25 | 20 | Hartford, CT | 2022 | NREL ATB: Commercial Solar | LBL Tracking the Sun | DNV Proprietary Data
CT | Medium | Solar PV | Commercial | 250 | 1243.1435 | 310785.8729 | 14.19% | 19.8% | 95.9% | 86% | 97.02% | 99.15% | 100% | 1.21 | 25 | 15 | Hartford, CT | 2012 | NREL ATB: Commercial Solar | LBL Tracking the Sun | DNV Proprietary Data
CT | Medium | Solar PV | Commercial | 250 | 1244.4962 | 311124.0391 | 14.21% | 19.8% | 96.8% | 86% | 97.2% | 99.2% | 100% | 1.21 | 25 | 15 | Hartford, CT | 2013 | NREL ATB: Commercial Solar | LBL Tracking the Sun | DNV Proprietary Data
CT | Medium | Solar PV | Commercial | 250 | 1245.8129 | 311453.2248 | 14.22% | 19.8% | 97.5% | 86% | 97.37% | 99.25% | 100% | 1.21 | 25 | 15 | Hartford, CT | 2014 | NREL ATB: Commercial Solar | LBL Tracking the Sun | DNV Proprietary Data
CT | Medium | Solar PV | Commercial | 250 | 1247.6616 | 311915.3895 | 14.24% | 20% | 98% | 86% | 97.72% | 99.35% | 100% | 1.21 | 25 | 15 | Hartford, CT | 2015 | NREL ATB: Commercial Solar | LBL Tracking the Sun | DNV Proprietary Data
CT | Medium | Solar PV | Commercial | 250 | 1249.6301 | 312407.5218 | 14.27% | 20% | 98% | 86% | 97.72% | 99.35% | 100% | 1.21 | 25 | 16 | Hartford, CT | 2016 | NREL ATB: Commercial Solar | LBL Tracking the Sun | DNV Proprietary Data
CT | Medium | Solar PV | Commercial | 250 | 1251.5819 | 312895.4791 | 14.29% | 20.2% | 98% | 86% | 97.72% | 99.35% | 100% | 1.21 | 25 | 17 | Hartford, CT | 2017 | NREL ATB: Commercial Solar | LBL Tracking the Sun | DNV Proprietary Data
CT | Medium | Solar PV | Commercial | 250 | 1253.0921 | 313273.0288 | 14.3% | 20.2% | 98% | 85.9% | 97.72% | 99.35% | 100% | 1.21 | 25 | 18 | Hartford, CT | 2018 | NREL ATB: Commercial Solar | LBL Tracking the Sun | DNV Proprietary Data
CT | Medium | Solar PV | Commercial | 250 | 1254.8768 | 313719.2102 | 14.33% | 20.8% | 98% | 85.9% | 97.72% | 99.35% | 100% | 1.21 | 25 | 18 | Hartford, CT | 2019 | NREL ATB: Commercial Solar | LBL Tracking the Sun | DNV Proprietary Data
CT | Medium | Solar PV | Commercial | 250 | 1256.8408 | 314210.2068 | 14.35% | 20.8% | 98% | 85.9% | 97.72% | 99.35% | 100% | 1.21 | 25 | 18 | Hartford, CT | 2020 | NREL ATB: Commercial Solar | LBL Tracking the Sun | DNV Proprietary Data
CT | Medium | Solar PV | Commercial | 250 | 1258.2536 | 314563.3886 | 14.36% | 21% | 98% | 85.9% | 97.72% | 99.35% | 100% | 1.21 | 25 | 20 | Hartford, CT | 2021 | NREL ATB: Commercial Solar | LBL Tracking the Sun | DNV Proprietary Data
CT | Medium | Solar PV | Commercial | 250 | 1258.2536 | 314563.3886 | 14.37% | 21% | 98% | 85.9% | 97.72% | 99.35% | 100% | 1.21 | 25 | 20 | Hartford, CT | 2022 | NREL ATB: Commercial Solar | LBL Tracking the Sun | DNV Proprietary Data
CT | Small 1 | Solar PV | Commercial | 33.83 | 1241.355 | 41995.0397 | 14.17% | 19.8% | 95.9% | 86% | 97.02% | 99.15% | 100% | 1.17 | 25 | 15 | Hartford, CT | 2012 | NREL ATB: Commercial Solar | LBL Tracking the Sun | DNV Proprietary Data
CT | Small 1 | Solar PV | Commercial | 37.4 | 1242.7637 | 46479.3629 | 14.19% | 19.8% | 96.8% | 86% | 97.2% | 99.2% | 100% | 1.17 | 25 | 15 | Hartford, CT | 2013 | NREL ATB: Commercial Solar | LBL Tracking the Sun | DNV Proprietary Data
CT | Small 1 | Solar PV | Commercial | 34.68 | 1244.9509 | 43174.8961 | 14.21% | 19.8% | 97.5% | 86% | 97.37% | 99.25% | 100% | 1.17 | 25 | 15 | Hartford, CT | 2014 | NREL ATB: Commercial Solar | LBL Tracking the Sun | DNV Proprietary Data
CT | Small 1 | Solar PV | Commercial | 32.81 | 1246.6931 | 40904.002 | 14.23% | 20% | 98% | 86% | 97.72% | 99.35% | 100% | 1.17 | 25 | 15 | Hartford, CT | 2015 | NREL ATB: Commercial Solar | LBL Tracking the Sun | DNV Proprietary Data
CT | Small 1 | Solar PV | Commercial | 33.15 | 1248.4114 | 41384.8387 | 14.25% | 20% | 98% | 86% | 97.72% | 99.35% | 100% | 1.17 | 25 | 16 | Hartford, CT | 2016 | NREL ATB: Commercial Solar | LBL Tracking the Sun | DNV Proprietary Data
CT | Small 1 | Solar PV | Commercial | 38.76 | 1249.6767 | 48437.4708 | 14.27% | 20.2% | 98% | 86% | 97.72% | 99.35% | 100% | 1.17 | 25 | 17 | Hartford, CT | 2017 | NREL ATB: Commercial Solar | LBL Tracking the Sun | DNV Proprietary Data
CT | Small 1 | Solar PV | Commercial | 39.27 | 1251.2877 | 49138.0688 | 14.28% | 20.2% | 98% | 85.9% | 97.72% | 99.35% | 100% | 1.17 | 25 | 18 | Hartford, CT | 2018 | NREL ATB: Commercial Solar | LBL Tracking the Sun | DNV Proprietary Data
CT | Small 1 | Solar PV | Commercial | 38.25 | 1253.2754 | 47937.7823 | 14.31% | 20.8% | 98% | 85.9% | 97.72% | 99.35% | 100% | 1.17 | 25 | 18 | Hartford, CT | 2019 | NREL ATB: Commercial Solar | LBL Tracking the Sun | DNV Proprietary Data
CT | Small 1 | Solar PV | Commercial | 36.38 | 1255.6395 | 45680.1657 | 14.33% | 20.8% | 98% | 85.9% | 97.72% | 99.35% | 100% | 1.17 | 25 | 18 | Hartford, CT | 2020 | NREL ATB: Commercial Solar | LBL Tracking the Sun | DNV Proprietary Data
CT | Small 1 | Solar PV | Commercial | 32.64 | 1257.6864 | 41050.8849 | 14.36% | 21% | 98% | 85.9% | 97.72% | 99.35% | 100% | 1.17 | 25 | 20 | Hartford, CT | 2021 | NREL ATB: Commercial Solar | LBL Tracking the Sun | DNV Proprietary Data
CT | Small 1 | Solar PV | Commercial | 34.1193 | 1258.1549 | 42927.4254 | 14.36% | 21% | 98% | 85.9% | 97.72% | 99.35% | 100% | 1.17 | 25 | 20 | Hartford, CT | 2022 | NREL ATB: Commercial Solar | LBL Tracking the Sun | DNV Proprietary Data
CT | Small 2 | Solar PV | Commercial | 100 | 1241.355 | 124135.5 | 14.17% | 19.8% | 95.9% | 86% | 97.02% | 99.15% | 100% | 1.17 | 25 | 15 | Hartford, CT | 2012 | NREL ATB: Commercial Solar | LBL Tracking the Sun | DNV Proprietary Data
CT | Small 2 | Solar PV | Commercial | 100 | 1242.7637 | 124276.3713 | 14.19% | 19.8% | 96.8% | 86% | 97.2% | 99.2% | 100% | 1.17 | 25 | 15 | Hartford, CT | 2013 | NREL ATB: Commercial Solar | LBL Tracking the Sun | DNV Proprietary Data
CT | Small 2 | Solar PV | Commercial | 100 | 1244.9509 | 124495.0868 | 14.21% | 19.8% | 97.5% | 86% | 97.37% | 99.25% | 100% | 1.17 | 25 | 15 | Hartford, CT | 2014 | NREL ATB: Commercial Solar | LBL Tracking the Sun | DNV Proprietary Data
CT | Small 2 | Solar PV | Commercial | 100 | 1246.6931 | 124669.3141 | 14.23% | 20% | 98% | 86% | 97.72% | 99.35% | 100% | 1.17 | 25 | 15 | Hartford, CT | 2015 | NREL ATB: Commercial Solar | LBL Tracking the Sun | DNV Proprietary Data
CT | Small 2 | Solar PV | Commercial | 100 | 1248.4114 | 124841.1424 | 14.25% | 20% | 98% | 86% | 97.72% | 99.35% | 100% | 1.17 | 25 | 16 | Hartford, CT | 2016 | NREL ATB: Commercial Solar | LBL Tracking the Sun | DNV Proprietary Data
CT | Small 2 | Solar PV | Commercial | 100 | 1249.6767 | 124967.675 | 14.27% | 20.2% | 98% | 86% | 97.72% | 99.35% | 100% | 1.17 | 25 | 17 | Hartford, CT | 2017 | NREL ATB: Commercial Solar | LBL Tracking the Sun | DNV Proprietary Data
CT | Small 2 | Solar PV | Commercial | 100 | 1251.2877 | 125128.772 | 14.28% | 20.2% | 98% | 85.9% | 97.72% | 99.35% | 100% | 1.17 | 25 | 18 | Hartford, CT | 2018 | NREL ATB: Commercial Solar | LBL Tracking the Sun | DNV Proprietary Data
CT | Small 2 | Solar PV | Commercial | 100 | 1253.2754 | 125327.5355 | 14.31% | 20.8% | 98% | 85.9% | 97.72% | 99.35% | 100% | 1.17 | 25 | 18 | Hartford, CT | 2019 | NREL ATB: Commercial Solar | LBL Tracking the Sun | DNV Proprietary Data
CT | Small 2 | Solar PV | Commercial | 100 | 1255.6395 | 125563.9519 | 14.33% | 20.8% | 98% | 85.9% | 97.72% | 99.35% | 100% | 1.17 | 25 | 18 | Hartford, CT | 2020 | NREL ATB: Commercial Solar | LBL Tracking the Sun | DNV Proprietary Data
CT | Small 2 | Solar PV | Commercial | 100 | 1257.6864 | 125768.6425 | 14.36% | 21% | 98% | 85.9% | 97.72% | 99.35% | 100% | 1.17 | 25 | 20 | Hartford, CT | 2021 | NREL ATB: Commercial Solar | LBL Tracking the Sun | DNV Proprietary Data
CT | Small 2 | Solar PV | Commercial | 100 | 1257.6864 | 125768.6425 | 14.36% | 21% | 98% | 85.9% | 97.72% | 99.35% | 100% | 1.17 | 25 | 20 | Hartford, CT | 2022 | NREL ATB: Commercial Solar | LBL Tracking the Sun | DNV Proprietary Data
DC | Large 2 | Solar PV | Commercial | 1000 | 1365.9046 | 1365904.5908 | 15.59% | 19.8% | 95.9% | 86% | 97.02% | 99.15% | 100% | 1.23 | 25 | 15 | Washington, DC | 2012 | NREL ATB: Commercial Solar | LBL Tracking the Sun | DNV Proprietary Data
DC | Large 2 | Solar PV | Commercial | 1000 | 1367.7875 | 1367787.5181 | 15.61% | 19.8% | 96.8% | 86% | 97.2% | 99.2% | 100% | 1.23 | 25 | 15 | Washington, DC | 2013 | NREL ATB: Commercial Solar | LBL Tracking the Sun | DNV Proprietary Data
DC | Large 2 | Solar PV | Commercial | 1000 | 1369.7872 | 1369787.239 | 15.64% | 19.8% | 97.5% | 86% | 97.37% | 99.25% | 100% | 1.23 | 25 | 15 | Washington, DC | 2014 | NREL ATB: Commercial Solar | LBL Tracking the Sun | DNV Proprietary Data
DC | Large 2 | Solar PV | Commercial | 1000 | 1372.3212 | 1372321.1505 | 15.67% | 20% | 98% | 86% | 97.72% | 99.35% | 100% | 1.23 | 25 | 15 | Washington, DC | 2015 | NREL ATB: Commercial Solar | LBL Tracking the Sun | DNV Proprietary Data
DC | Large 2 | Solar PV | Commercial | 1000 | 1374.8491 | 1374849.0988 | 15.69% | 20% | 98% | 86% | 97.72% | 99.35% | 100% | 1.23 | 25 | 16 | Washington, DC | 2016 | NREL ATB: Commercial Solar | LBL Tracking the Sun | DNV Proprietary Data
DC | Large 2 | Solar PV | Commercial | 1000 | 1377.5255 | 1377525.5356 | 15.73% | 20.2% | 98% | 86% | 97.72% | 99.35% | 100% | 1.23 | 25 | 17 | Washington, DC | 2017 | NREL ATB: Commercial Solar | LBL Tracking the Sun | DNV Proprietary Data
DC | Large 2 | Solar PV | Commercial | 1000 | 1379.1814 | 1379181.3998 | 15.74% | 20.2% | 98% | 85.9% | 97.72% | 99.35% | 100% | 1.23 | 25 | 18 | Washington, DC | 2018 | NREL ATB: Commercial Solar | LBL Tracking the Sun | DNV Proprietary Data
DC | Large 2 | Solar PV | Commercial | 1000 | 1381.7308 | 1381730.8353 | 15.77% | 20.8% | 98% | 85.9% | 97.72% | 99.35% | 100% | 1.23 | 25 | 18 | Washington, DC | 2019 | NREL ATB: Commercial Solar | LBL Tracking the Sun | DNV Proprietary Data
DC | Large 2 | Solar PV | Commercial | 1000 | 1383.6747 | 1383674.6769 | 15.8% | 20.8% | 98% | 85.9% | 97.72% | 99.35% | 100% | 1.23 | 25 | 18 | Washington, DC | 2020 | NREL ATB: Commercial Solar | LBL Tracking the Sun | DNV Proprietary Data
DC | Large 2 | Solar PV | Commercial | 1000 | 1385.8531 | 1385853.0976 | 15.82% | 21% | 98% | 85.9% | 97.72% | 99.35% | 100% | 1.23 | 25 | 20 | Washington, DC | 2021 | NREL ATB: Commercial Solar | LBL Tracking the Sun | DNV Proprietary Data
DC | Large 2 | Solar PV | Commercial | 1000 | 1385.8531 | 1385853.0976 | 15.83% | 21% | 98% | 85.9% | 97.72% | 99.35% | 100% | 1.23 | 25 | 20 | Washington, DC | 2022 | NREL ATB: Commercial Solar | LBL Tracking the Sun | DNV Proprietary Data
DC | Large 1 | Solar PV | Commercial | 500 | 1362.8323 | 681416.1457 | 15.56% | 19.8% | 95.9% | 86% | 97.02% | 99.15% | 100% | 1.21 | 25 | 15 | Washington, DC | 2012 | NREL ATB: Commercial Solar | LBL Tracking the Sun | DNV Proprietary Data
DC | Large 1 | Solar PV | Commercial | 500 | 1364.5875 | 682293.7345 | 15.58% | 19.8% | 96.8% | 86% | 97.2% | 99.2% | 100% | 1.21 | 25 | 15 | Washington, DC | 2013 | NREL ATB: Commercial Solar | LBL Tracking the Sun | DNV Proprietary Data
DC | Large 1 | Solar PV | Commercial | 500 | 1366.7037 | 683351.8667 | 15.6% | 19.8% | 97.5% | 86% | 97.37% | 99.25% | 100% | 1.21 | 25 | 15 | Washington, DC | 2014 | NREL ATB: Commercial Solar | LBL Tracking the Sun | DNV Proprietary Data
DC | Large 1 | Solar PV | Commercial | 500 | 1368.9454 | 684472.7087 | 15.63% | 20% | 98% | 86% | 97.72% | 99.35% | 100% | 1.21 | 25 | 15 | Washington, DC | 2015 | NREL ATB: Commercial Solar | LBL Tracking the Sun | DNV Proprietary Data
DC | Large 1 | Solar PV | Commercial | 500 | 1371.2545 | 685627.2419 | 15.65% | 20% | 98% | 86% | 97.72% | 99.35% | 100% | 1.21 | 25 | 16 | Washington, DC | 2016 | NREL ATB: Commercial Solar | LBL Tracking the Sun | DNV Proprietary Data
DC | Large 1 | Solar PV | Commercial | 500 | 1373.9691 | 686984.5351 | 15.68% | 20.2% | 98% | 86% | 97.72% | 99.35% | 100% | 1.21 | 25 | 17 | Washington, DC | 2017 | NREL ATB: Commercial Solar | LBL Tracking the Sun | DNV Proprietary Data
DC | Large 1 | Solar PV | Commercial | 500 | 1376.005 | 688002.4984 | 15.71% | 20.2% | 98% | 85.9% | 97.72% | 99.35% | 100% | 1.21 | 25 | 18 | Washington, DC | 2018 | NREL ATB: Commercial Solar | LBL Tracking the Sun | DNV Proprietary Data
DC | Large 1 | Solar PV | Commercial | 500 | 1377.8748 | 688937.3968 | 15.73% | 20.8% | 98% | 85.9% | 97.72% | 99.35% | 100% | 1.21 | 25 | 18 | Washington, DC | 2019 | NREL ATB: Commercial Solar | LBL Tracking the Sun | DNV Proprietary Data
DC | Large 1 | Solar PV | Commercial | 500 | 1379.4691 | 689734.5511 | 15.75% | 20.8% | 98% | 85.9% | 97.72% | 99.35% | 100% | 1.21 | 25 | 18 | Washington, DC | 2020 | NREL ATB: Commercial Solar | LBL Tracking the Sun | DNV Proprietary Data
DC | Large 1 | Solar PV | Commercial | 500 | 1380.9243 | 690462.1474 | 15.76% | 21% | 98% | 85.9% | 97.72% | 99.35% | 100% | 1.21 | 25 | 20 | Washington, DC | 2021 | NREL ATB: Commercial Solar | LBL Tracking the Sun | DNV Proprietary Data
DC | Large 1 | Solar PV | Commercial | 500 | 1380.9243 | 690462.1474 | 15.77% | 21% | 98% | 85.9% | 97.72% | 99.35% | 100% | 1.21 | 25 | 20 | Washington, DC | 2022 | NREL ATB: Commercial Solar | LBL Tracking the Sun | DNV Proprietary Data
DC | Medium | Solar PV | Commercial | 250 | 1363.0832 | 340770.7911 | 15.56% | 19.8% | 95.9% | 86% | 97.02% | 99.15% | 100% | 1.21 | 25 | 15 | Washington, DC | 2012 | NREL ATB: Commercial Solar | LBL Tracking the Sun | DNV Proprietary Data
DC | Medium | Solar PV | Commercial | 250 | 1365.2522 | 341313.041 | 15.59% | 19.8% | 96.8% | 86% | 97.2% | 99.2% | 100% | 1.21 | 25 | 15 | Washington, DC | 2013 | NREL ATB: Commercial Solar | LBL Tracking the Sun | DNV Proprietary Data
DC | Medium | Solar PV | Commercial | 250 | 1367.5456 | 341886.3909 | 15.61% | 19.8% | 97.5% | 86% | 97.37% | 99.25% | 100% | 1.21 | 25 | 15 | Washington, DC | 2014 | NREL ATB: Commercial Solar | LBL Tracking the Sun | DNV Proprietary Data
DC | Medium | Solar PV | Commercial | 250 | 1369.8608 | 342465.1883 | 15.64% | 20% | 98% | 86% | 97.72% | 99.35% | 100% | 1.21 | 25 | 15 | Washington, DC | 2015 | NREL ATB: Commercial Solar | LBL Tracking the Sun | DNV Proprietary Data
DC | Medium | Solar PV | Commercial | 250 | 1371.4184 | 342854.5881 | 15.66% | 20% | 98% | 86% | 97.72% | 99.35% | 100% | 1.21 | 25 | 16 | Washington, DC | 2016 | NREL ATB: Commercial Solar | LBL Tracking the Sun | DNV Proprietary Data
DC | Medium | Solar PV | Commercial | 250 | 1373.8655 | 343466.3852 | 15.68% | 20.2% | 98% | 86% | 97.72% | 99.35% | 100% | 1.21 | 25 | 17 | Washington, DC | 2017 | NREL ATB: Commercial Solar | LBL Tracking the Sun | DNV Proprietary Data
DC | Medium | Solar PV | Commercial | 250 | 1376.1883 | 344047.0729 | 15.71% | 20.2% | 98% | 85.9% | 97.72% | 99.35% | 100% | 1.21 | 25 | 18 | Washington, DC | 2018 | NREL ATB: Commercial Solar | LBL Tracking the Sun | DNV Proprietary Data
DC | Medium | Solar PV | Commercial | 250 | 1377.9439 | 344485.9721 | 15.73% | 20.8% | 98% | 85.9% | 97.72% | 99.35% | 100% | 1.21 | 25 | 18 | Washington, DC | 2019 | NREL ATB: Commercial Solar | LBL Tracking the Sun | DNV Proprietary Data
DC | Medium | Solar PV | Commercial | 250 | 1379.354 | 344838.4906 | 15.75% | 20.8% | 98% | 85.9% | 97.72% | 99.35% | 100% | 1.21 | 25 | 18 | Washington, DC | 2020 | NREL ATB: Commercial Solar | LBL Tracking the Sun | DNV Proprietary Data
DC | Medium | Solar PV | Commercial | 250 | 1380.9243 | 345231.0737 | 15.76% | 21% | 98% | 85.9% | 97.72% | 99.35% | 100% | 1.21 | 25 | 20 | Washington, DC | 2021 | NREL ATB: Commercial Solar | LBL Tracking the Sun | DNV Proprietary Data
DC | Medium | Solar PV | Commercial | 250 | 1380.9243 | 345231.0737 | 15.77% | 21% | 98% | 85.9% | 97.72% | 99.35% | 100% | 1.21 | 25 | 20 | Washington, DC | 2022 | NREL ATB: Commercial Solar | LBL Tracking the Sun | DNV Proprietary Data
DC | Small 1 | Solar PV | Commercial | 33.83 | 1362.1089 | 46080.1435 | 15.55% | 19.8% | 95.9% | 86% | 97.02% | 99.15% | 100% | 1.17 | 25 | 15 | Washington, DC | 2012 | NREL ATB: Commercial Solar | LBL Tracking the Sun | DNV Proprietary Data
DC | Small 1 | Solar PV | Commercial | 37.4 | 1364.4824 | 51031.6408 | 15.58% | 19.8% | 96.8% | 86% | 97.2% | 99.2% | 100% | 1.17 | 25 | 15 | Washington, DC | 2013 | NREL ATB: Commercial Solar | LBL Tracking the Sun | DNV Proprietary Data
DC | Small 1 | Solar PV | Commercial | 34.68 | 1366.0464 | 47374.4891 | 15.59% | 19.8% | 97.5% | 86% | 97.37% | 99.25% | 100% | 1.17 | 25 | 15 | Washington, DC | 2014 | NREL ATB: Commercial Solar | LBL Tracking the Sun | DNV Proprietary Data
DC | Small 1 | Solar PV | Commercial | 32.81 | 1368.3201 | 44894.5812 | 15.62% | 20% | 98% | 86% | 97.72% | 99.35% | 100% | 1.17 | 25 | 15 | Washington, DC | 2015 | NREL ATB: Commercial Solar | LBL Tracking the Sun | DNV Proprietary Data
DC | Small 1 | Solar PV | Commercial | 33.15 | 1370.6062 | 45435.5971 | 15.65% | 20% | 98% | 86% | 97.72% | 99.35% | 100% | 1.17 | 25 | 16 | Washington, DC | 2016 | NREL ATB: Commercial Solar | LBL Tracking the Sun | DNV Proprietary Data
DC | Small 1 | Solar PV | Commercial | 38.76 | 1372.3184 | 53191.0598 | 15.67% | 20.2% | 98% | 86% | 97.72% | 99.35% | 100% | 1.17 | 25 | 17 | Washington, DC | 2017 | NREL ATB: Commercial Solar | LBL Tracking the Sun | DNV Proprietary Data
DC | Small 1 | Solar PV | Commercial | 39.27 | 1374.0944 | 53960.6886 | 15.69% | 20.2% | 98% | 85.9% | 97.72% | 99.35% | 100% | 1.17 | 25 | 18 | Washington, DC | 2018 | NREL ATB: Commercial Solar | LBL Tracking the Sun | DNV Proprietary Data
DC | Small 1 | Solar PV | Commercial | 38.25 | 1376.7567 | 52660.9457 | 15.72% | 20.8% | 98% | 85.9% | 97.72% | 99.35% | 100% | 1.17 | 25 | 18 | Washington, DC | 2019 | NREL ATB: Commercial Solar | LBL Tracking the Sun | DNV Proprietary Data
DC | Small 1 | Solar PV | Commercial | 36.38 | 1378.8751 | 50163.4743 | 15.74% | 20.8% | 98% | 85.9% | 97.72% | 99.35% | 100% | 1.17 | 25 | 18 | Washington, DC | 2020 | NREL ATB: Commercial Solar | LBL Tracking the Sun | DNV Proprietary Data
DC | Small 1 | Solar PV | Commercial | 32.64 | 1380.425 | 45057.0717 | 15.76% | 21% | 98% | 85.9% | 97.72% | 99.35% | 100% | 1.17 | 25 | 20 | Washington, DC | 2021 | NREL ATB: Commercial Solar | LBL Tracking the Sun | DNV Proprietary Data
DC | Small 1 | Solar PV | Commercial | 34.1193 | 1380.9392 | 47116.7452 | 15.76% | 21% | 98% | 85.9% | 97.72% | 99.35% | 100% | 1.17 | 25 | 20 | Washington, DC | 2022 | NREL ATB: Commercial Solar | LBL Tracking the Sun | DNV Proprietary Data
DC | Small 2 | Solar PV | Commercial | 100 | 1362.1089 | 136210.8882 | 15.55% | 19.8% | 95.9% | 86% | 97.02% | 99.15% | 100% | 1.17 | 25 | 15 | Washington, DC | 2012 | NREL ATB: Commercial Solar | LBL Tracking the Sun | DNV Proprietary Data
DC | Small 2 | Solar PV | Commercial | 100 | 1364.4824 | 136448.2374 | 15.58% | 19.8% | 96.8% | 86% | 97.2% | 99.2% | 100% | 1.17 | 25 | 15 | Washington, DC | 2013 | NREL ATB: Commercial Solar | LBL Tracking the Sun | DNV Proprietary Data
DC | Small 2 | Solar PV | Commercial | 100 | 1366.0464 | 136604.6399 | 15.59% | 19.8% | 97.5% | 86% | 97.37% | 99.25% | 100% | 1.17 | 25 | 15 | Washington, DC | 2014 | NREL ATB: Commercial Solar | LBL Tracking the Sun | DNV Proprietary Data
DC | Small 2 | Solar PV | Commercial | 100 | 1368.3201 | 136832.006 | 15.62% | 20% | 98% | 86% | 97.72% | 99.35% | 100% | 1.17 | 25 | 15 | Washington, DC | 2015 | NREL ATB: Commercial Solar | LBL Tracking the Sun | DNV Proprietary Data
DC | Small 2 | Solar PV | Commercial | 100 | 1370.6062 | 137060.6247 | 15.65% | 20% | 98% | 86% | 97.72% | 99.35% | 100% | 1.17 | 25 | 16 | Washington, DC | 2016 | NREL ATB: Commercial Solar | LBL Tracking the Sun | DNV Proprietary Data
DC | Small 2 | Solar PV | Commercial | 100 | 1372.3184 | 137231.8365 | 15.67% | 20.2% | 98% | 86% | 97.72% | 99.35% | 100% | 1.17 | 25 | 17 | Washington, DC | 2017 | NREL ATB: Commercial Solar | LBL Tracking the Sun | DNV Proprietary Data
DC | Small 2 | Solar PV | Commercial | 100 | 1374.0944 | 137409.4438 | 15.69% | 20.2% | 98% | 85.9% | 97.72% | 99.35% | 100% | 1.17 | 25 | 18 | Washington, DC | 2018 | NREL ATB: Commercial Solar | LBL Tracking the Sun | DNV Proprietary Data
DC | Small 2 | Solar PV | Commercial | 100 | 1376.7567 | 137675.6749 | 15.72% | 20.8% | 98% | 85.9% | 97.72% | 99.35% | 100% | 1.17 | 25 | 18 | Washington, DC | 2019 | NREL ATB: Commercial Solar | LBL Tracking the Sun | DNV Proprietary Data
DC | Small 2 | Solar PV | Commercial | 100 | 1378.8751 | 137887.5051 | 15.74% | 20.8% | 98% | 85.9% | 97.72% | 99.35% | 100% | 1.17 | 25 | 18 | Washington, DC | 2020 | NREL ATB: Commercial Solar | LBL Tracking the Sun | DNV Proprietary Data
DC | Small 2 | Solar PV | Commercial | 100 | 1380.425 | 138042.4991 | 15.76% | 21% | 98% | 85.9% | 97.72% | 99.35% | 100% | 1.17 | 25 | 20 | Washington, DC | 2021 | NREL ATB: Commercial Solar | LBL Tracking the Sun | DNV Proprietary Data
DC | Small 2 | Solar PV | Commercial | 100 | 1380.425 | 138042.4991 | 15.76% | 21% | 98% | 85.9% | 97.72% | 99.35% | 100% | 1.17 | 25 | 20 | Washington, DC | 2022 | NREL ATB: Commercial Solar | LBL Tracking the Sun | DNV Proprietary Data
DE | Large 2 | Solar PV | Commercial | 1000 | 1402.0266 | 1402026.5719 | 16% | 19.8% | 95.9% | 86% | 97.02% | 99.15% | 100% | 1.23 | 25 | 15 | Dover, DE | 2012 | NREL ATB: Commercial Solar | LBL Tracking the Sun | DNV Proprietary Data
DE | Large 2 | Solar PV | Commercial | 1000 | 1403.5414 | 1403541.397 | 16.02% | 19.8% | 96.8% | 86% | 97.2% | 99.2% | 100% | 1.23 | 25 | 15 | Dover, DE | 2013 | NREL ATB: Commercial Solar | LBL Tracking the Sun | DNV Proprietary Data
DE | Large 2 | Solar PV | Commercial | 1000 | 1406.3229 | 1406322.8813 | 16.05% | 19.8% | 97.5% | 86% | 97.37% | 99.25% | 100% | 1.23 | 25 | 15 | Dover, DE | 2014 | NREL ATB: Commercial Solar | LBL Tracking the Sun | DNV Proprietary Data
DE | Large 2 | Solar PV | Commercial | 1000 | 1408.6394 | 1408639.3757 | 16.08% | 20% | 98% | 86% | 97.72% | 99.35% | 100% | 1.23 | 25 | 15 | Dover, DE | 2015 | NREL ATB: Commercial Solar | LBL Tracking the Sun | DNV Proprietary Data
DE | Large 2 | Solar PV | Commercial | 1000 | 1410.0998 | 1410099.8126 | 16.1% | 20% | 98% | 86% | 97.72% | 99.35% | 100% | 1.23 | 25 | 16 | Dover, DE | 2016 | NREL ATB: Commercial Solar | LBL Tracking the Sun | DNV Proprietary Data
DE | Large 2 | Solar PV | Commercial | 1000 | 1412.7842 | 1412784.1523 | 16.13% | 20.2% | 98% | 86% | 97.72% | 99.35% | 100% | 1.23 | 25 | 17 | Dover, DE | 2017 | NREL ATB: Commercial Solar | LBL Tracking the Sun | DNV Proprietary Data
DE | Large 2 | Solar PV | Commercial | 1000 | 1414.8949 | 1414894.8675 | 16.15% | 20.2% | 98% | 85.9% | 97.72% | 99.35% | 100% | 1.23 | 25 | 18 | Dover, DE | 2018 | NREL ATB: Commercial Solar | LBL Tracking the Sun | DNV Proprietary Data
DE | Large 2 | Solar PV | Commercial | 1000 | 1416.3744 | 1416374.4374 | 16.17% | 20.8% | 98% | 85.9% | 97.72% | 99.35% | 100% | 1.23 | 25 | 18 | Dover, DE | 2019 | NREL ATB: Commercial Solar | LBL Tracking the Sun | DNV Proprietary Data
DE | Large 2 | Solar PV | Commercial | 1000 | 1418.3894 | 1418389.4234 | 16.19% | 20.8% | 98% | 85.9% | 97.72% | 99.35% | 100% | 1.23 | 25 | 18 | Dover, DE | 2020 | NREL ATB: Commercial Solar | LBL Tracking the Sun | DNV Proprietary Data
DE | Large 2 | Solar PV | Commercial | 1000 | 1420.2066 | 1420206.6429 | 16.21% | 21% | 98% | 85.9% | 97.72% | 99.35% | 100% | 1.23 | 25 | 20 | Dover, DE | 2021 | NREL ATB: Commercial Solar | LBL Tracking the Sun | DNV Proprietary Data
DE | Large 2 | Solar PV | Commercial | 1000 | 1420.2066 | 1420206.6429 | 16.22% | 21% | 98% | 85.9% | 97.72% | 99.35% | 100% | 1.23 | 25 | 20 | Dover, DE | 2022 | NREL ATB: Commercial Solar | LBL Tracking the Sun | DNV Proprietary Data
DE | Large 1 | Solar PV | Commercial | 500 | 1396.1389 | 698069.4301 | 15.94% | 19.8% | 95.9% | 86% | 97.02% | 99.15% | 100% | 1.21 | 25 | 15 | Dover, DE | 2012 | NREL ATB: Commercial Solar | LBL Tracking the Sun | DNV Proprietary Data
DE | Large 1 | Solar PV | Commercial | 500 | 1398.3878 | 699193.9157 | 15.96% | 19.8% | 96.8% | 86% | 97.2% | 99.2% | 100% | 1.21 | 25 | 15 | Dover, DE | 2013 | NREL ATB: Commercial Solar | LBL Tracking the Sun | DNV Proprietary Data
DE | Large 1 | Solar PV | Commercial | 500 | 1401.0566 | 700528.3092 | 15.99% | 19.8% | 97.5% | 86% | 97.37% | 99.25% | 100% | 1.21 | 25 | 15 | Dover, DE | 2014 | NREL ATB: Commercial Solar | LBL Tracking the Sun | DNV Proprietary Data
DE | Large 1 | Solar PV | Commercial | 500 | 1402.9094 | 701454.7096 | 16.01% | 20% | 98% | 86% | 97.72% | 99.35% | 100% | 1.21 | 25 | 15 | Dover, DE | 2015 | NREL ATB: Commercial Solar | LBL Tracking the Sun | DNV Proprietary Data
DE | Large 1 | Solar PV | Commercial | 500 | 1405.4491 | 702724.5261 | 16.04% | 20% | 98% | 86% | 97.72% | 99.35% | 100% | 1.21 | 25 | 16 | Dover, DE | 2016 | NREL ATB: Commercial Solar | LBL Tracking the Sun | DNV Proprietary Data
DE | Large 1 | Solar PV | Commercial | 500 | 1407.4339 | 703716.9267 | 16.07% | 20.2% | 98% | 86% | 97.72% | 99.35% | 100% | 1.21 | 25 | 17 | Dover, DE | 2017 | NREL ATB: Commercial Solar | LBL Tracking the Sun | DNV Proprietary Data
DE | Large 1 | Solar PV | Commercial | 500 | 1409.4785 | 704739.2315 | 16.09% | 20.2% | 98% | 85.9% | 97.72% | 99.35% | 100% | 1.21 | 25 | 18 | Dover, DE | 2018 | NREL ATB: Commercial Solar | LBL Tracking the Sun | DNV Proprietary Data
DE | Large 1 | Solar PV | Commercial | 500 | 1411.9488 | 705974.4147 | 16.12% | 20.8% | 98% | 85.9% | 97.72% | 99.35% | 100% | 1.21 | 25 | 18 | Dover, DE | 2019 | NREL ATB: Commercial Solar | LBL Tracking the Sun | DNV Proprietary Data
DE | Large 1 | Solar PV | Commercial | 500 | 1414.0426 | 707021.3089 | 16.14% | 20.8% | 98% | 85.9% | 97.72% | 99.35% | 100% | 1.21 | 25 | 18 | Dover, DE | 2020 | NREL ATB: Commercial Solar | LBL Tracking the Sun | DNV Proprietary Data
DE | Large 1 | Solar PV | Commercial | 500 | 1415.8392 | 707919.6132 | 16.16% | 21% | 98% | 85.9% | 97.72% | 99.35% | 100% | 1.21 | 25 | 20 | Dover, DE | 2021 | NREL ATB: Commercial Solar | LBL Tracking the Sun | DNV Proprietary Data
DE | Large 1 | Solar PV | Commercial | 500 | 1415.8392 | 707919.6132 | 16.17% | 21% | 98% | 85.9% | 97.72% | 99.35% | 100% | 1.21 | 25 | 20 | Dover, DE | 2022 | NREL ATB: Commercial Solar | LBL Tracking the Sun | DNV Proprietary Data
DE | Medium | Solar PV | Commercial | 250 | 1396.6278 | 349156.9395 | 15.94% | 19.8% | 95.9% | 86% | 97.02% | 99.15% | 100% | 1.21 | 25 | 15 | Dover, DE | 2012 | NREL ATB: Commercial Solar | LBL Tracking the Sun | DNV Proprietary Data
DE | Medium | Solar PV | Commercial | 250 | 1399.1826 | 349795.6589 | 15.97% | 19.8% | 96.8% | 86% | 97.2% | 99.2% | 100% | 1.21 | 25 | 15 | Dover, DE | 2013 | NREL ATB: Commercial Solar | LBL Tracking the Sun | DNV Proprietary Data
DE | Medium | Solar PV | Commercial | 250 | 1401.7872 | 350446.7979 | 16% | 19.8% | 97.5% | 86% | 97.37% | 99.25% | 100% | 1.21 | 25 | 15 | Dover, DE | 2014 | NREL ATB: Commercial Solar | LBL Tracking the Sun | DNV Proprietary Data
DE | Medium | Solar PV | Commercial | 250 | 1404.0752 | 351018.7933 | 16.03% | 20% | 98% | 86% | 97.72% | 99.35% | 100% | 1.21 | 25 | 15 | Dover, DE | 2015 | NREL ATB: Commercial Solar | LBL Tracking the Sun | DNV Proprietary Data
DE | Medium | Solar PV | Commercial | 250 | 1406.0682 | 351517.0475 | 16.05% | 20% | 98% | 86% | 97.72% | 99.35% | 100% | 1.21 | 25 | 16 | Dover, DE | 2016 | NREL ATB: Commercial Solar | LBL Tracking the Sun | DNV Proprietary Data
DE | Medium | Solar PV | Commercial | 250 | 1408.0796 | 352019.9068 | 16.07% | 20.2% | 98% | 86% | 97.72% | 99.35% | 100% | 1.21 | 25 | 17 | Dover, DE | 2017 | NREL ATB: Commercial Solar | LBL Tracking the Sun | DNV Proprietary Data
DE | Medium | Solar PV | Commercial | 250 | 1409.5614 | 352390.3424 | 16.09% | 20.2% | 98% | 85.9% | 97.72% | 99.35% | 100% | 1.21 | 25 | 18 | Dover, DE | 2018 | NREL ATB: Commercial Solar | LBL Tracking the Sun | DNV Proprietary Data
DE | Medium | Solar PV | Commercial | 250 | 1411.8169 | 352954.2213 | 16.12% | 20.8% | 98% | 85.9% | 97.72% | 99.35% | 100% | 1.21 | 25 | 18 | Dover, DE | 2019 | NREL ATB: Commercial Solar | LBL Tracking the Sun | DNV Proprietary Data
DE | Medium | Solar PV | Commercial | 250 | 1414.0066 | 353501.6537 | 16.14% | 20.8% | 98% | 85.9% | 97.72% | 99.35% | 100% | 1.21 | 25 | 18 | Dover, DE | 2020 | NREL ATB: Commercial Solar | LBL Tracking the Sun | DNV Proprietary Data
DE | Medium | Solar PV | Commercial | 250 | 1415.8392 | 353959.8066 | 16.16% | 21% | 98% | 85.9% | 97.72% | 99.35% | 100% | 1.21 | 25 | 20 | Dover, DE | 2021 | NREL ATB: Commercial Solar | LBL Tracking the Sun | DNV Proprietary Data
DE | Medium | Solar PV | Commercial | 250 | 1415.8392 | 353959.8066 | 16.17% | 21% | 98% | 85.9% | 97.72% | 99.35% | 100% | 1.21 | 25 | 20 | Dover, DE | 2022 | NREL ATB: Commercial Solar | LBL Tracking the Sun | DNV Proprietary Data
DE | Small 1 | Solar PV | Commercial | 33.83 | 1397.8299 | 47288.5846 | 15.96% | 19.8% | 95.9% | 86% | 97.02% | 99.15% | 100% | 1.17 | 25 | 15 | Dover, DE | 2012 | NREL ATB: Commercial Solar | LBL Tracking the Sun | DNV Proprietary Data
DE | Small 1 | Solar PV | Commercial | 37.4 | 1400.5464 | 52380.4366 | 15.99% | 19.8% | 96.8% | 86% | 97.2% | 99.2% | 100% | 1.17 | 25 | 15 | Dover, DE | 2013 | NREL ATB: Commercial Solar | LBL Tracking the Sun | DNV Proprietary Data
DE | Small 1 | Solar PV | Commercial | 34.68 | 1402.0278 | 48622.3256 | 16% | 19.8% | 97.5% | 86% | 97.37% | 99.25% | 100% | 1.17 | 25 | 15 | Dover, DE | 2014 | NREL ATB: Commercial Solar | LBL Tracking the Sun | DNV Proprietary Data
DE | Small 1 | Solar PV | Commercial | 32.81 | 1404.0826 | 46067.9515 | 16.03% | 20% | 98% | 86% | 97.72% | 99.35% | 100% | 1.17 | 25 | 15 | Dover, DE | 2015 | NREL ATB: Commercial Solar | LBL Tracking the Sun | DNV Proprietary Data
DE | Small 1 | Solar PV | Commercial | 33.15 | 1406.8185 | 46636.0339 | 16.06% | 20% | 98% | 86% | 97.72% | 99.35% | 100% | 1.17 | 25 | 16 | Dover, DE | 2016 | NREL ATB: Commercial Solar | LBL Tracking the Sun | DNV Proprietary Data
DE | Small 1 | Solar PV | Commercial | 38.76 | 1408.5485 | 54595.3394 | 16.08% | 20.2% | 98% | 86% | 97.72% | 99.35% | 100% | 1.17 | 25 | 17 | Dover, DE | 2017 | NREL ATB: Commercial Solar | LBL Tracking the Sun | DNV Proprietary Data
DE | Small 1 | Solar PV | Commercial | 39.27 | 1410.1594 | 55376.961 | 16.1% | 20.2% | 98% | 85.9% | 97.72% | 99.35% | 100% | 1.17 | 25 | 18 | Dover, DE | 2018 | NREL ATB: Commercial Solar | LBL Tracking the Sun | DNV Proprietary Data
DE | Small 1 | Solar PV | Commercial | 38.25 | 1411.6256 | 53994.6776 | 16.11% | 20.8% | 98% | 85.9% | 97.72% | 99.35% | 100% | 1.17 | 25 | 18 | Dover, DE | 2019 | NREL ATB: Commercial Solar | LBL Tracking the Sun | DNV Proprietary Data
DE | Small 1 | Solar PV | Commercial | 36.38 | 1413.493 | 51422.8739 | 16.14% | 20.8% | 98% | 85.9% | 97.72% | 99.35% | 100% | 1.17 | 25 | 18 | Dover, DE | 2020 | NREL ATB: Commercial Solar | LBL Tracking the Sun | DNV Proprietary Data
DE | Small 1 | Solar PV | Commercial | 32.64 | 1415.651 | 46206.8493 | 16.16% | 21% | 98% | 85.9% | 97.72% | 99.35% | 100% | 1.17 | 25 | 20 | Dover, DE | 2021 | NREL ATB: Commercial Solar | LBL Tracking the Sun | DNV Proprietary Data
DE | Small 1 | Solar PV | Commercial | 34.1193 | 1416.1783 | 48319.082 | 16.17% | 21% | 98% | 85.9% | 97.72% | 99.35% | 100% | 1.17 | 25 | 20 | Dover, DE | 2022 | NREL ATB: Commercial Solar | LBL Tracking the Sun | DNV Proprietary Data
DE | Small 2 | Solar PV | Commercial | 100 | 1397.8299 | 139782.9873 | 15.96% | 19.8% | 95.9% | 86% | 97.02% | 99.15% | 100% | 1.17 | 25 | 15 | Dover, DE | 2012 | NREL ATB: Commercial Solar | LBL Tracking the Sun | DNV Proprietary Data
DE | Small 2 | Solar PV | Commercial | 100 | 1400.5464 | 140054.6432 | 15.99% | 19.8% | 96.8% | 86% | 97.2% | 99.2% | 100% | 1.17 | 25 | 15 | Dover, DE | 2013 | NREL ATB: Commercial Solar | LBL Tracking the Sun | DNV Proprietary Data
DE | Small 2 | Solar PV | Commercial | 100 | 1402.0278 | 140202.7843 | 16% | 19.8% | 97.5% | 86% | 97.37% | 99.25% | 100% | 1.17 | 25 | 15 | Dover, DE | 2014 | NREL ATB: Commercial Solar | LBL Tracking the Sun | DNV Proprietary Data
DE | Small 2 | Solar PV | Commercial | 100 | 1404.0826 | 140408.2642 | 16.03% | 20% | 98% | 86% | 97.72% | 99.35% | 100% | 1.17 | 25 | 15 | Dover, DE | 2015 | NREL ATB: Commercial Solar | LBL Tracking the Sun | DNV Proprietary Data
DE | Small 2 | Solar PV | Commercial | 100 | 1406.8185 | 140681.852 | 16.06% | 20% | 98% | 86% | 97.72% | 99.35% | 100% | 1.17 | 25 | 16 | Dover, DE | 2016 | NREL ATB: Commercial Solar | LBL Tracking the Sun | DNV Proprietary Data
DE | Small 2 | Solar PV | Commercial | 100 | 1408.5485 | 140854.8487 | 16.08% | 20.2% | 98% | 86% | 97.72% | 99.35% | 100% | 1.17 | 25 | 17 | Dover, DE | 2017 | NREL ATB: Commercial Solar | LBL Tracking the Sun | DNV Proprietary Data
DE | Small 2 | Solar PV | Commercial | 100 | 1410.1594 | 141015.9436 | 16.1% | 20.2% | 98% | 85.9% | 97.72% | 99.35% | 100% | 1.17 | 25 | 18 | Dover, DE | 2018 | NREL ATB: Commercial Solar | LBL Tracking the Sun | DNV Proprietary Data
DE | Small 2 | Solar PV | Commercial | 100 | 1411.6256 | 141162.5557 | 16.11% | 20.8% | 98% | 85.9% | 97.72% | 99.35% | 100% | 1.17 | 25 | 18 | Dover, DE | 2019 | NREL ATB: Commercial Solar | LBL Tracking the Sun | DNV Proprietary Data
DE | Small 2 | Solar PV | Commercial | 100 | 1413.493 | 141349.2959 | 16.14% | 20.8% | 98% | 85.9% | 97.72% | 99.35% | 100% | 1.17 | 25 | 18 | Dover, DE | 2020 | NREL ATB: Commercial Solar | LBL Tracking the Sun | DNV Proprietary Data
DE | Small 2 | Solar PV | Commercial | 100 | 1415.651 | 141565.102 | 16.16% | 21% | 98% | 85.9% | 97.72% | 99.35% | 100% | 1.17 | 25 | 20 | Dover, DE | 2021 | NREL ATB: Commercial Solar | LBL Tracking the Sun | DNV Proprietary Data
DE | Small 2 | Solar PV | Commercial | 100 | 1415.651 | 141565.102 | 16.17% | 21% | 98% | 85.9% | 97.72% | 99.35% | 100% | 1.17 | 25 | 20 | Dover, DE | 2022 | NREL ATB: Commercial Solar | LBL Tracking the Sun | DNV Proprietary Data
FL | Large 2 | Solar PV | Commercial | 1000 | 1535.1729 | 1535172.9121 | 17.52% | 19.8% | 95.9% | 86% | 97.02% | 99.15% | 100% | 1.23 | 25 | 15 | Orlando, FL | 2012 | NREL ATB: Commercial Solar | LBL Tracking the Sun | DNV Proprietary Data
FL | Large 2 | Solar PV | Commercial | 1000 | 1537.7096 | 1537709.5975 | 17.55% | 19.8% | 96.8% | 86% | 97.2% | 99.2% | 100% | 1.23 | 25 | 15 | Orlando, FL | 2013 | NREL ATB: Commercial Solar | LBL Tracking the Sun | DNV Proprietary Data
FL | Large 2 | Solar PV | Commercial | 1000 | 1539.4368 | 1539436.7859 | 17.57% | 19.8% | 97.5% | 86% | 97.37% | 99.25% | 100% | 1.23 | 25 | 15 | Orlando, FL | 2014 | NREL ATB: Commercial Solar | LBL Tracking the Sun | DNV Proprietary Data
FL | Large 2 | Solar PV | Commercial | 1000 | 1542.0165 | 1542016.4871 | 17.6% | 20% | 98% | 86% | 97.72% | 99.35% | 100% | 1.23 | 25 | 15 | Orlando, FL | 2015 | NREL ATB: Commercial Solar | LBL Tracking the Sun | DNV Proprietary Data
FL | Large 2 | Solar PV | Commercial | 1000 | 1545.0113 | 1545011.2634 | 17.64% | 20% | 98% | 86% | 97.72% | 99.35% | 100% | 1.23 | 25 | 16 | Orlando, FL | 2016 | NREL ATB: Commercial Solar | LBL Tracking the Sun | DNV Proprietary Data
FL | Large 2 | Solar PV | Commercial | 1000 | 1548.0605 | 1548060.5335 | 17.67% | 20.2% | 98% | 86% | 97.72% | 99.35% | 100% | 1.23 | 25 | 17 | Orlando, FL | 2017 | NREL ATB: Commercial Solar | LBL Tracking the Sun | DNV Proprietary Data
FL | Large 2 | Solar PV | Commercial | 1000 | 1551.1207 | 1551120.6634 | 17.71% | 20.2% | 98% | 85.9% | 97.72% | 99.35% | 100% | 1.23 | 25 | 18 | Orlando, FL | 2018 | NREL ATB: Commercial Solar | LBL Tracking the Sun | DNV Proprietary Data
FL | Large 2 | Solar PV | Commercial | 1000 | 1554.203 | 1554203.0395 | 17.74% | 20.8% | 98% | 85.9% | 97.72% | 99.35% | 100% | 1.23 | 25 | 18 | Orlando, FL | 2019 | NREL ATB: Commercial Solar | LBL Tracking the Sun | DNV Proprietary Data
FL | Large 2 | Solar PV | Commercial | 1000 | 1555.7649 | 1555764.9479 | 17.76% | 20.8% | 98% | 85.9% | 97.72% | 99.35% | 100% | 1.23 | 25 | 18 | Orlando, FL | 2020 | NREL ATB: Commercial Solar | LBL Tracking the Sun | DNV Proprietary Data
FL | Large 2 | Solar PV | Commercial | 1000 | 1557.4223 | 1557422.2673 | 17.78% | 21% | 98% | 85.9% | 97.72% | 99.35% | 100% | 1.23 | 25 | 20 | Orlando, FL | 2021 | NREL ATB: Commercial Solar | LBL Tracking the Sun | DNV Proprietary Data
FL | Large 2 | Solar PV | Commercial | 1000 | 1557.4223 | 1557422.2673 | 17.79% | 21% | 98% | 85.9% | 97.72% | 99.35% | 100% | 1.23 | 25 | 20 | Orlando, FL | 2022 | NREL ATB: Commercial Solar | LBL Tracking the Sun | DNV Proprietary Data
FL | Large 1 | Solar PV | Commercial | 500 | 1530.6332 | 765316.6043 | 17.47% | 19.8% | 95.9% | 86% | 97.02% | 99.15% | 100% | 1.21 | 25 | 15 | Orlando, FL | 2012 | NREL ATB: Commercial Solar | LBL Tracking the Sun | DNV Proprietary Data
FL | Large 1 | Solar PV | Commercial | 500 | 1533.6014 | 766800.6992 | 17.51% | 19.8% | 96.8% | 86% | 97.2% | 99.2% | 100% | 1.21 | 25 | 15 | Orlando, FL | 2013 | NREL ATB: Commercial Solar | LBL Tracking the Sun | DNV Proprietary Data
FL | Large 1 | Solar PV | Commercial | 500 | 1536.5166 | 768258.3069 | 17.54% | 19.8% | 97.5% | 86% | 97.37% | 99.25% | 100% | 1.21 | 25 | 15 | Orlando, FL | 2014 | NREL ATB: Commercial Solar | LBL Tracking the Sun | DNV Proprietary Data
FL | Large 1 | Solar PV | Commercial | 500 | 1538.1086 | 769054.3044 | 17.56% | 20% | 98% | 86% | 97.72% | 99.35% | 100% | 1.21 | 25 | 15 | Orlando, FL | 2015 | NREL ATB: Commercial Solar | LBL Tracking the Sun | DNV Proprietary Data
FL | Large 1 | Solar PV | Commercial | 500 | 1539.9275 | 769963.7371 | 17.58% | 20% | 98% | 86% | 97.72% | 99.35% | 100% | 1.21 | 25 | 16 | Orlando, FL | 2016 | NREL ATB: Commercial Solar | LBL Tracking the Sun | DNV Proprietary Data
FL | Large 1 | Solar PV | Commercial | 500 | 1541.5327 | 770766.3645 | 17.6% | 20.2% | 98% | 86% | 97.72% | 99.35% | 100% | 1.21 | 25 | 17 | Orlando, FL | 2017 | NREL ATB: Commercial Solar | LBL Tracking the Sun | DNV Proprietary Data
FL | Large 1 | Solar PV | Commercial | 500 | 1543.5295 | 771764.7457 | 17.62% | 20.2% | 98% | 85.9% | 97.72% | 99.35% | 100% | 1.21 | 25 | 18 | Orlando, FL | 2018 | NREL ATB: Commercial Solar | LBL Tracking the Sun | DNV Proprietary Data
FL | Large 1 | Solar PV | Commercial | 500 | 1545.3909 | 772695.4263 | 17.64% | 20.8% | 98% | 85.9% | 97.72% | 99.35% | 100% | 1.21 | 25 | 18 | Orlando, FL | 2019 | NREL ATB: Commercial Solar | LBL Tracking the Sun | DNV Proprietary Data
FL | Large 1 | Solar PV | Commercial | 500 | 1547.48 | 773740.0093 | 17.67% | 20.8% | 98% | 85.9% | 97.72% | 99.35% | 100% | 1.21 | 25 | 18 | Orlando, FL | 2020 | NREL ATB: Commercial Solar | LBL Tracking the Sun | DNV Proprietary Data
FL | Large 1 | Solar PV | Commercial | 500 | 1549.9359 | 774967.9713 | 17.69% | 21% | 98% | 85.9% | 97.72% | 99.35% | 100% | 1.21 | 25 | 20 | Orlando, FL | 2021 | NREL ATB: Commercial Solar | LBL Tracking the Sun | DNV Proprietary Data
FL | Large 1 | Solar PV | Commercial | 500 | 1549.9359 | 774967.9713 | 17.7% | 21% | 98% | 85.9% | 97.72% | 99.35% | 100% | 1.21 | 25 | 20 | Orlando, FL | 2022 | NREL ATB: Commercial Solar | LBL Tracking the Sun | DNV Proprietary Data
FL | Medium | Solar PV | Commercial | 250 | 1528.817 | 382204.2498 | 17.45% | 19.8% | 95.9% | 86% | 97.02% | 99.15% | 100% | 1.21 | 25 | 15 | Orlando, FL | 2012 | NREL ATB: Commercial Solar | LBL Tracking the Sun | DNV Proprietary Data
FL | Medium | Solar PV | Commercial | 250 | 1531.0006 | 382750.1622 | 17.48% | 19.8% | 96.8% | 86% | 97.2% | 99.2% | 100% | 1.21 | 25 | 15 | Orlando, FL | 2013 | NREL ATB: Commercial Solar | LBL Tracking the Sun | DNV Proprietary Data
FL | Medium | Solar PV | Commercial | 250 | 1532.9537 | 383238.4175 | 17.5% | 19.8% | 97.5% | 86% | 97.37% | 99.25% | 100% | 1.21 | 25 | 15 | Orlando, FL | 2014 | NREL ATB: Commercial Solar | LBL Tracking the Sun | DNV Proprietary Data
FL | Medium | Solar PV | Commercial | 250 | 1535.3848 | 383846.2082 | 17.53% | 20% | 98% | 86% | 97.72% | 99.35% | 100% | 1.21 | 25 | 15 | Orlando, FL | 2015 | NREL ATB: Commercial Solar | LBL Tracking the Sun | DNV Proprietary Data
FL | Medium | Solar PV | Commercial | 250 | 1537.8908 | 384472.7077 | 17.56% | 20% | 98% | 86% | 97.72% | 99.35% | 100% | 1.21 | 25 | 16 | Orlando, FL | 2016 | NREL ATB: Commercial Solar | LBL Tracking the Sun | DNV Proprietary Data
FL | Medium | Solar PV | Commercial | 250 | 1540.5855 | 385146.3816 | 17.59% | 20.2% | 98% | 86% | 97.72% | 99.35% | 100% | 1.21 | 25 | 17 | Orlando, FL | 2017 | NREL ATB: Commercial Solar | LBL Tracking the Sun | DNV Proprietary Data
FL | Medium | Solar PV | Commercial | 250 | 1543.1075 | 385776.8845 | 17.62% | 20.2% | 98% | 85.9% | 97.72% | 99.35% | 100% | 1.21 | 25 | 18 | Orlando, FL | 2018 | NREL ATB: Commercial Solar | LBL Tracking the Sun | DNV Proprietary Data
FL | Medium | Solar PV | Commercial | 250 | 1545.5581 | 386389.5254 | 17.64% | 20.8% | 98% | 85.9% | 97.72% | 99.35% | 100% | 1.21 | 25 | 18 | Orlando, FL | 2019 | NREL ATB: Commercial Solar | LBL Tracking the Sun | DNV Proprietary Data
FL | Medium | Solar PV | Commercial | 250 | 1547.6379 | 386909.4705 | 17.67% | 20.8% | 98% | 85.9% | 97.72% | 99.35% | 100% | 1.21 | 25 | 18 | Orlando, FL | 2020 | NREL ATB: Commercial Solar | LBL Tracking the Sun | DNV Proprietary Data
FL | Medium | Solar PV | Commercial | 250 | 1549.9359 | 387483.9857 | 17.69% | 21% | 98% | 85.9% | 97.72% | 99.35% | 100% | 1.21 | 25 | 20 | Orlando, FL | 2021 | NREL ATB: Commercial Solar | LBL Tracking the Sun | DNV Proprietary Data
FL | Medium | Solar PV | Commercial | 250 | 1549.9359 | 387483.9857 | 17.7% | 21% | 98% | 85.9% | 97.72% | 99.35% | 100% | 1.21 | 25 | 20 | Orlando, FL | 2022 | NREL ATB: Commercial Solar | LBL Tracking the Sun | DNV Proprietary Data
FL | Small 1 | Solar PV | Commercial | 33.83 | 1528.5502 | 51710.8542 | 17.45% | 19.8% | 95.9% | 86% | 97.02% | 99.15% | 100% | 1.17 | 25 | 15 | Orlando, FL | 2012 | NREL ATB: Commercial Solar | LBL Tracking the Sun | DNV Proprietary Data
FL | Small 1 | Solar PV | Commercial | 37.4 | 1530.432 | 57238.156 | 17.47% | 19.8% | 96.8% | 86% | 97.2% | 99.2% | 100% | 1.17 | 25 | 15 | Orlando, FL | 2013 | NREL ATB: Commercial Solar | LBL Tracking the Sun | DNV Proprietary Data
FL | Small 1 | Solar PV | Commercial | 34.68 | 1533.0732 | 53166.9771 | 17.5% | 19.8% | 97.5% | 86% | 97.37% | 99.25% | 100% | 1.17 | 25 | 15 | Orlando, FL | 2014 | NREL ATB: Commercial Solar | LBL Tracking the Sun | DNV Proprietary Data
FL | Small 1 | Solar PV | Commercial | 32.81 | 1535.8822 | 50392.2965 | 17.53% | 20% | 98% | 86% | 97.72% | 99.35% | 100% | 1.17 | 25 | 15 | Orlando, FL | 2015 | NREL ATB: Commercial Solar | LBL Tracking the Sun | DNV Proprietary Data
FL | Small 1 | Solar PV | Commercial | 33.15 | 1537.6348 | 50972.5935 | 17.55% | 20% | 98% | 86% | 97.72% | 99.35% | 100% | 1.17 | 25 | 16 | Orlando, FL | 2016 | NREL ATB: Commercial Solar | LBL Tracking the Sun | DNV Proprietary Data
FL | Small 1 | Solar PV | Commercial | 38.76 | 1540.1318 | 59695.5101 | 17.58% | 20.2% | 98% | 86% | 97.72% | 99.35% | 100% | 1.17 | 25 | 17 | Orlando, FL | 2017 | NREL ATB: Commercial Solar | LBL Tracking the Sun | DNV Proprietary Data
FL | Small 1 | Solar PV | Commercial | 39.27 | 1542.2324 | 60563.4681 | 17.61% | 20.2% | 98% | 85.9% | 97.72% | 99.35% | 100% | 1.17 | 25 | 18 | Orlando, FL | 2018 | NREL ATB: Commercial Solar | LBL Tracking the Sun | DNV Proprietary Data
FL | Small 1 | Solar PV | Commercial | 38.25 | 1544.0653 | 59060.4985 | 17.63% | 20.8% | 98% | 85.9% | 97.72% | 99.35% | 100% | 1.17 | 25 | 18 | Orlando, FL | 2019 | NREL ATB: Commercial Solar | LBL Tracking the Sun | DNV Proprietary Data
FL | Small 1 | Solar PV | Commercial | 36.38 | 1546.3878 | 56257.5891 | 17.65% | 20.8% | 98% | 85.9% | 97.72% | 99.35% | 100% | 1.17 | 25 | 18 | Orlando, FL | 2020 | NREL ATB: Commercial Solar | LBL Tracking the Sun | DNV Proprietary Data
FL | Small 1 | Solar PV | Commercial | 32.64 | 1549.4084 | 50572.6915 | 17.69% | 21% | 98% | 85.9% | 97.72% | 99.35% | 100% | 1.17 | 25 | 20 | Orlando, FL | 2021 | NREL ATB: Commercial Solar | LBL Tracking the Sun | DNV Proprietary Data
FL | Small 1 | Solar PV | Commercial | 34.1193 | 1549.9856 | 52884.498 | 17.69% | 21% | 98% | 85.9% | 97.72% | 99.35% | 100% | 1.17 | 25 | 20 | Orlando, FL | 2022 | NREL ATB: Commercial Solar | LBL Tracking the Sun | DNV Proprietary Data
FL | Small 2 | Solar PV | Commercial | 100 | 1528.5502 | 152855.0226 | 17.45% | 19.8% | 95.9% | 86% | 97.02% | 99.15% | 100% | 1.17 | 25 | 15 | Orlando, FL | 2012 | NREL ATB: Commercial Solar | LBL Tracking the Sun | DNV Proprietary Data
FL | Small 2 | Solar PV | Commercial | 100 | 1530.432 | 153043.1978 | 17.47% | 19.8% | 96.8% | 86% | 97.2% | 99.2% | 100% | 1.17 | 25 | 15 | Orlando, FL | 2013 | NREL ATB: Commercial Solar | LBL Tracking the Sun | DNV Proprietary Data
FL | Small 2 | Solar PV | Commercial | 100 | 1533.0732 | 153307.3157 | 17.5% | 19.8% | 97.5% | 86% | 97.37% | 99.25% | 100% | 1.17 | 25 | 15 | Orlando, FL | 2014 | NREL ATB: Commercial Solar | LBL Tracking the Sun | DNV Proprietary Data
FL | Small 2 | Solar PV | Commercial | 100 | 1535.8822 | 153588.2247 | 17.53% | 20% | 98% | 86% | 97.72% | 99.35% | 100% | 1.17 | 25 | 15 | Orlando, FL | 2015 | NREL ATB: Commercial Solar | LBL Tracking the Sun | DNV Proprietary Data
FL | Small 2 | Solar PV | Commercial | 100 | 1537.6348 | 153763.4798 | 17.55% | 20% | 98% | 86% | 97.72% | 99.35% | 100% | 1.17 | 25 | 16 | Orlando, FL | 2016 | NREL ATB: Commercial Solar | LBL Tracking the Sun | DNV Proprietary Data
FL | Small 2 | Solar PV | Commercial | 100 | 1540.1318 | 154013.184 | 17.58% | 20.2% | 98% | 86% | 97.72% | 99.35% | 100% | 1.17 | 25 | 17 | Orlando, FL | 2017 | NREL ATB: Commercial Solar | LBL Tracking the Sun | DNV Proprietary Data
FL | Small 2 | Solar PV | Commercial | 100 | 1542.2324 | 154223.2445 | 17.61% | 20.2% | 98% | 85.9% | 97.72% | 99.35% | 100% | 1.17 | 25 | 18 | Orlando, FL | 2018 | NREL ATB: Commercial Solar | LBL Tracking the Sun | DNV Proprietary Data
FL | Small 2 | Solar PV | Commercial | 100 | 1544.0653 | 154406.5321 | 17.63% | 20.8% | 98% | 85.9% | 97.72% | 99.35% | 100% | 1.17 | 25 | 18 | Orlando, FL | 2019 | NREL ATB: Commercial Solar | LBL Tracking the Sun | DNV Proprietary Data
FL | Small 2 | Solar PV | Commercial | 100 | 1546.3878 | 154638.7827 | 17.65% | 20.8% | 98% | 85.9% | 97.72% | 99.35% | 100% | 1.17 | 25 | 18 | Orlando, FL | 2020 | NREL ATB: Commercial Solar | LBL Tracking the Sun | DNV Proprietary Data
FL | Small 2 | Solar PV | Commercial | 100 | 1549.4084 | 154940.8441 | 17.69% | 21% | 98% | 85.9% | 97.72% | 99.35% | 100% | 1.17 | 25 | 20 | Orlando, FL | 2021 | NREL ATB: Commercial Solar | LBL Tracking the Sun | DNV Proprietary Data
FL | Small 2 | Solar PV | Commercial | 100 | 1549.4084 | 154940.8441 | 17.69% | 21% | 98% | 85.9% | 97.72% | 99.35% | 100% | 1.17 | 25 | 20 | Orlando, FL | 2022 | NREL ATB: Commercial Solar | LBL Tracking the Sun | DNV Proprietary Data
GA | Large 2 | Solar PV | Commercial | 1000 | 1421.167 | 1421167.0284 | 16.22% | 19.8% | 95.9% | 86% | 97.02% | 99.15% | 100% | 1.23 | 25 | 15 | Atlanta, GA | 2012 | NREL ATB: Commercial Solar | LBL Tracking the Sun | DNV Proprietary Data
GA | Large 2 | Solar PV | Commercial | 1000 | 1423.3803 | 1423380.314 | 16.25% | 19.8% | 96.8% | 86% | 97.2% | 99.2% | 100% | 1.23 | 25 | 15 | Atlanta, GA | 2013 | NREL ATB: Commercial Solar | LBL Tracking the Sun | DNV Proprietary Data
GA | Large 2 | Solar PV | Commercial | 1000 | 1425.1382 | 1425138.2472 | 16.27% | 19.8% | 97.5% | 86% | 97.37% | 99.25% | 100% | 1.23 | 25 | 15 | Atlanta, GA | 2014 | NREL ATB: Commercial Solar | LBL Tracking the Sun | DNV Proprietary Data
GA | Large 2 | Solar PV | Commercial | 1000 | 1427.7498 | 1427749.8142 | 16.3% | 20% | 98% | 86% | 97.72% | 99.35% | 100% | 1.23 | 25 | 15 | Atlanta, GA | 2015 | NREL ATB: Commercial Solar | LBL Tracking the Sun | DNV Proprietary Data
GA | Large 2 | Solar PV | Commercial | 1000 | 1430.0652 | 1430065.1698 | 16.32% | 20% | 98% | 86% | 97.72% | 99.35% | 100% | 1.23 | 25 | 16 | Atlanta, GA | 2016 | NREL ATB: Commercial Solar | LBL Tracking the Sun | DNV Proprietary Data
GA | Large 2 | Solar PV | Commercial | 1000 | 1432.5197 | 1432519.7071 | 16.35% | 20.2% | 98% | 86% | 97.72% | 99.35% | 100% | 1.23 | 25 | 17 | Atlanta, GA | 2017 | NREL ATB: Commercial Solar | LBL Tracking the Sun | DNV Proprietary Data
GA | Large 2 | Solar PV | Commercial | 1000 | 1434.5504 | 1434550.3957 | 16.38% | 20.2% | 98% | 85.9% | 97.72% | 99.35% | 100% | 1.23 | 25 | 18 | Atlanta, GA | 2018 | NREL ATB: Commercial Solar | LBL Tracking the Sun | DNV Proprietary Data
GA | Large 2 | Solar PV | Commercial | 1000 | 1436.9957 | 1436995.713 | 16.4% | 20.8% | 98% | 85.9% | 97.72% | 99.35% | 100% | 1.23 | 25 | 18 | Atlanta, GA | 2019 | NREL ATB: Commercial Solar | LBL Tracking the Sun | DNV Proprietary Data
GA | Large 2 | Solar PV | Commercial | 1000 | 1438.5219 | 1438521.9203 | 16.42% | 20.8% | 98% | 85.9% | 97.72% | 99.35% | 100% | 1.23 | 25 | 18 | Atlanta, GA | 2020 | NREL ATB: Commercial Solar | LBL Tracking the Sun | DNV Proprietary Data
GA | Large 2 | Solar PV | Commercial | 1000 | 1440.2536 | 1440253.6456 | 16.44% | 21% | 98% | 85.9% | 97.72% | 99.35% | 100% | 1.23 | 25 | 20 | Atlanta, GA | 2021 | NREL ATB: Commercial Solar | LBL Tracking the Sun | DNV Proprietary Data
GA | Large 2 | Solar PV | Commercial | 1000 | 1440.2536 | 1440253.6456 | 16.45% | 21% | 98% | 85.9% | 97.72% | 99.35% | 100% | 1.23 | 25 | 20 | Atlanta, GA | 2022 | NREL ATB: Commercial Solar | LBL Tracking the Sun | DNV Proprietary Data
GA | Large 1 | Solar PV | Commercial | 500 | 1410.3535 | 705176.7656 | 16.1% | 19.8% | 95.9% | 86% | 97.02% | 99.15% | 100% | 1.21 | 25 | 15 | Atlanta, GA | 2012 | NREL ATB: Commercial Solar | LBL Tracking the Sun | DNV Proprietary Data
GA | Large 1 | Solar PV | Commercial | 500 | 1413.1395 | 706569.7314 | 16.13% | 19.8% | 96.8% | 86% | 97.2% | 99.2% | 100% | 1.21 | 25 | 15 | Atlanta, GA | 2013 | NREL ATB: Commercial Solar | LBL Tracking the Sun | DNV Proprietary Data
GA | Large 1 | Solar PV | Commercial | 500 | 1415.8136 | 707906.8142 | 16.16% | 19.8% | 97.5% | 86% | 97.37% | 99.25% | 100% | 1.21 | 25 | 15 | Atlanta, GA | 2014 | NREL ATB: Commercial Solar | LBL Tracking the Sun | DNV Proprietary Data
GA | Large 1 | Solar PV | Commercial | 500 | 1417.8347 | 708917.3724 | 16.19% | 20% | 98% | 86% | 97.72% | 99.35% | 100% | 1.21 | 25 | 15 | Atlanta, GA | 2015 | NREL ATB: Commercial Solar | LBL Tracking the Sun | DNV Proprietary Data
GA | Large 1 | Solar PV | Commercial | 500 | 1419.8357 | 709917.8688 | 16.21% | 20% | 98% | 86% | 97.72% | 99.35% | 100% | 1.21 | 25 | 16 | Atlanta, GA | 2016 | NREL ATB: Commercial Solar | LBL Tracking the Sun | DNV Proprietary Data
GA | Large 1 | Solar PV | Commercial | 500 | 1422.2867 | 711143.3642 | 16.24% | 20.2% | 98% | 86% | 97.72% | 99.35% | 100% | 1.21 | 25 | 17 | Atlanta, GA | 2017 | NREL ATB: Commercial Solar | LBL Tracking the Sun | DNV Proprietary Data
GA | Large 1 | Solar PV | Commercial | 500 | 1424.6359 | 712317.9498 | 16.26% | 20.2% | 98% | 85.9% | 97.72% | 99.35% | 100% | 1.21 | 25 | 18 | Atlanta, GA | 2018 | NREL ATB: Commercial Solar | LBL Tracking the Sun | DNV Proprietary Data
GA | Large 1 | Solar PV | Commercial | 500 | 1426.7377 | 713368.8302 | 16.29% | 20.8% | 98% | 85.9% | 97.72% | 99.35% | 100% | 1.21 | 25 | 18 | Atlanta, GA | 2019 | NREL ATB: Commercial Solar | LBL Tracking the Sun | DNV Proprietary Data
GA | Large 1 | Solar PV | Commercial | 500 | 1428.5472 | 714273.6234 | 16.31% | 20.8% | 98% | 85.9% | 97.72% | 99.35% | 100% | 1.21 | 25 | 18 | Atlanta, GA | 2020 | NREL ATB: Commercial Solar | LBL Tracking the Sun | DNV Proprietary Data
GA | Large 1 | Solar PV | Commercial | 500 | 1430.2757 | 715137.8655 | 16.33% | 21% | 98% | 85.9% | 97.72% | 99.35% | 100% | 1.21 | 25 | 20 | Atlanta, GA | 2021 | NREL ATB: Commercial Solar | LBL Tracking the Sun | DNV Proprietary Data
GA | Large 1 | Solar PV | Commercial | 500 | 1430.2757 | 715137.8655 | 16.33% | 21% | 98% | 85.9% | 97.72% | 99.35% | 100% | 1.21 | 25 | 20 | Atlanta, GA | 2022 | NREL ATB: Commercial Solar | LBL Tracking the Sun | DNV Proprietary Data
GA | Medium | Solar PV | Commercial | 250 | 1408.5133 | 352128.3224 | 16.08% | 19.8% | 95.9% | 86% | 97.02% | 99.15% | 100% | 1.21 | 25 | 15 | Atlanta, GA | 2012 | NREL ATB: Commercial Solar | LBL Tracking the Sun | DNV Proprietary Data
GA | Medium | Solar PV | Commercial | 250 | 1410.5604 | 352640.1076 | 16.1% | 19.8% | 96.8% | 86% | 97.2% | 99.2% | 100% | 1.21 | 25 | 15 | Atlanta, GA | 2013 | NREL ATB: Commercial Solar | LBL Tracking the Sun | DNV Proprietary Data
GA | Medium | Solar PV | Commercial | 250 | 1413.2343 | 353308.5733 | 16.13% | 19.8% | 97.5% | 86% | 97.37% | 99.25% | 100% | 1.21 | 25 | 15 | Atlanta, GA | 2014 | NREL ATB: Commercial Solar | LBL Tracking the Sun | DNV Proprietary Data
GA | Medium | Solar PV | Commercial | 250 | 1415.831 | 353957.7446 | 16.16% | 20% | 98% | 86% | 97.72% | 99.35% | 100% | 1.21 | 25 | 15 | Atlanta, GA | 2015 | NREL ATB: Commercial Solar | LBL Tracking the Sun | DNV Proprietary Data
GA | Medium | Solar PV | Commercial | 250 | 1418.4186 | 354604.6396 | 16.19% | 20% | 98% | 86% | 97.72% | 99.35% | 100% | 1.21 | 25 | 16 | Atlanta, GA | 2016 | NREL ATB: Commercial Solar | LBL Tracking the Sun | DNV Proprietary Data
GA | Medium | Solar PV | Commercial | 250 | 1420.915 | 355228.748 | 16.22% | 20.2% | 98% | 86% | 97.72% | 99.35% | 100% | 1.21 | 25 | 17 | Atlanta, GA | 2017 | NREL ATB: Commercial Solar | LBL Tracking the Sun | DNV Proprietary Data
GA | Medium | Solar PV | Commercial | 250 | 1422.8581 | 355714.5355 | 16.24% | 20.2% | 98% | 85.9% | 97.72% | 99.35% | 100% | 1.21 | 25 | 18 | Atlanta, GA | 2018 | NREL ATB: Commercial Solar | LBL Tracking the Sun | DNV Proprietary Data
GA | Medium | Solar PV | Commercial | 250 | 1425.5097 | 356377.432 | 16.27% | 20.8% | 98% | 85.9% | 97.72% | 99.35% | 100% | 1.21 | 25 | 18 | Atlanta, GA | 2019 | NREL ATB: Commercial Solar | LBL Tracking the Sun | DNV Proprietary Data
GA | Medium | Solar PV | Commercial | 250 | 1427.8103 | 356952.5681 | 16.3% | 20.8% | 98% | 85.9% | 97.72% | 99.35% | 100% | 1.21 | 25 | 18 | Atlanta, GA | 2020 | NREL ATB: Commercial Solar | LBL Tracking the Sun | DNV Proprietary Data
GA | Medium | Solar PV | Commercial | 250 | 1430.2757 | 357568.9327 | 16.33% | 21% | 98% | 85.9% | 97.72% | 99.35% | 100% | 1.21 | 25 | 20 | Atlanta, GA | 2021 | NREL ATB: Commercial Solar | LBL Tracking the Sun | DNV Proprietary Data
GA | Medium | Solar PV | Commercial | 250 | 1430.2757 | 357568.9327 | 16.33% | 21% | 98% | 85.9% | 97.72% | 99.35% | 100% | 1.21 | 25 | 20 | Atlanta, GA | 2022 | NREL ATB: Commercial Solar | LBL Tracking the Sun | DNV Proprietary Data
GA | Small 1 | Solar PV | Commercial | 33.83 | 1412.4177 | 47782.0897 | 16.12% | 19.8% | 95.9% | 86% | 97.02% | 99.15% | 100% | 1.17 | 25 | 15 | Atlanta, GA | 2012 | NREL ATB: Commercial Solar | LBL Tracking the Sun | DNV Proprietary Data
GA | Small 1 | Solar PV | Commercial | 37.4 | 1415.0788 | 52923.9461 | 16.15% | 19.8% | 96.8% | 86% | 97.2% | 99.2% | 100% | 1.17 | 25 | 15 | Atlanta, GA | 2013 | NREL ATB: Commercial Solar | LBL Tracking the Sun | DNV Proprietary Data
GA | Small 1 | Solar PV | Commercial | 34.68 | 1417.2179 | 49149.1177 | 16.18% | 19.8% | 97.5% | 86% | 97.37% | 99.25% | 100% | 1.17 | 25 | 15 | Atlanta, GA | 2014 | NREL ATB: Commercial Solar | LBL Tracking the Sun | DNV Proprietary Data
GA | Small 1 | Solar PV | Commercial | 32.81 | 1419.1764 | 46563.1788 | 16.2% | 20% | 98% | 86% | 97.72% | 99.35% | 100% | 1.17 | 25 | 15 | Atlanta, GA | 2015 | NREL ATB: Commercial Solar | LBL Tracking the Sun | DNV Proprietary Data
GA | Small 1 | Solar PV | Commercial | 33.15 | 1420.7074 | 47096.4497 | 16.22% | 20% | 98% | 86% | 97.72% | 99.35% | 100% | 1.17 | 25 | 16 | Atlanta, GA | 2016 | NREL ATB: Commercial Solar | LBL Tracking the Sun | DNV Proprietary Data
GA | Small 1 | Solar PV | Commercial | 38.76 | 1422.8303 | 55148.9035 | 16.24% | 20.2% | 98% | 86% | 97.72% | 99.35% | 100% | 1.17 | 25 | 17 | Atlanta, GA | 2017 | NREL ATB: Commercial Solar | LBL Tracking the Sun | DNV Proprietary Data
GA | Small 1 | Solar PV | Commercial | 39.27 | 1424.3832 | 55935.5292 | 16.26% | 20.2% | 98% | 85.9% | 97.72% | 99.35% | 100% | 1.17 | 25 | 18 | Atlanta, GA | 2018 | NREL ATB: Commercial Solar | LBL Tracking the Sun | DNV Proprietary Data
GA | Small 1 | Solar PV | Commercial | 38.25 | 1426.4325 | 54561.0434 | 16.28% | 20.8% | 98% | 85.9% | 97.72% | 99.35% | 100% | 1.17 | 25 | 18 | Atlanta, GA | 2019 | NREL ATB: Commercial Solar | LBL Tracking the Sun | DNV Proprietary Data
GA | Small 1 | Solar PV | Commercial | 36.38 | 1427.9935 | 51950.4032 | 16.3% | 20.8% | 98% | 85.9% | 97.72% | 99.35% | 100% | 1.17 | 25 | 18 | Atlanta, GA | 2020 | NREL ATB: Commercial Solar | LBL Tracking the Sun | DNV Proprietary Data
GA | Small 1 | Solar PV | Commercial | 32.64 | 1429.8622 | 46670.7016 | 16.32% | 21% | 98% | 85.9% | 97.72% | 99.35% | 100% | 1.17 | 25 | 20 | Atlanta, GA | 2021 | NREL ATB: Commercial Solar | LBL Tracking the Sun | DNV Proprietary Data
GA | Small 1 | Solar PV | Commercial | 34.1193 | 1430.3948 | 48804.1382 | 16.33% | 21% | 98% | 85.9% | 97.72% | 99.35% | 100% | 1.17 | 25 | 20 | Atlanta, GA | 2022 | NREL ATB: Commercial Solar | LBL Tracking the Sun | DNV Proprietary Data
GA | Small 2 | Solar PV | Commercial | 100 | 1412.4177 | 141241.7668 | 16.12% | 19.8% | 95.9% | 86% | 97.02% | 99.15% | 100% | 1.17 | 25 | 15 | Atlanta, GA | 2012 | NREL ATB: Commercial Solar | LBL Tracking the Sun | DNV Proprietary Data
GA | Small 2 | Solar PV | Commercial | 100 | 1415.0788 | 141507.8773 | 16.15% | 19.8% | 96.8% | 86% | 97.2% | 99.2% | 100% | 1.17 | 25 | 15 | Atlanta, GA | 2013 | NREL ATB: Commercial Solar | LBL Tracking the Sun | DNV Proprietary Data
GA | Small 2 | Solar PV | Commercial | 100 | 1417.2179 | 141721.7927 | 16.18% | 19.8% | 97.5% | 86% | 97.37% | 99.25% | 100% | 1.17 | 25 | 15 | Atlanta, GA | 2014 | NREL ATB: Commercial Solar | LBL Tracking the Sun | DNV Proprietary Data
GA | Small 2 | Solar PV | Commercial | 100 | 1419.1764 | 141917.6434 | 16.2% | 20% | 98% | 86% | 97.72% | 99.35% | 100% | 1.17 | 25 | 15 | Atlanta, GA | 2015 | NREL ATB: Commercial Solar | LBL Tracking the Sun | DNV Proprietary Data
GA | Small 2 | Solar PV | Commercial | 100 | 1420.7074 | 142070.7382 | 16.22% | 20% | 98% | 86% | 97.72% | 99.35% | 100% | 1.17 | 25 | 16 | Atlanta, GA | 2016 | NREL ATB: Commercial Solar | LBL Tracking the Sun | DNV Proprietary Data
GA | Small 2 | Solar PV | Commercial | 100 | 1422.8303 | 142283.0327 | 16.24% | 20.2% | 98% | 86% | 97.72% | 99.35% | 100% | 1.17 | 25 | 17 | Atlanta, GA | 2017 | NREL ATB: Commercial Solar | LBL Tracking the Sun | DNV Proprietary Data
GA | Small 2 | Solar PV | Commercial | 100 | 1424.3832 | 142438.3223 | 16.26% | 20.2% | 98% | 85.9% | 97.72% | 99.35% | 100% | 1.17 | 25 | 18 | Atlanta, GA | 2018 | NREL ATB: Commercial Solar | LBL Tracking the Sun | DNV Proprietary Data
GA | Small 2 | Solar PV | Commercial | 100 | 1426.4325 | 142643.2508 | 16.28% | 20.8% | 98% | 85.9% | 97.72% | 99.35% | 100% | 1.17 | 25 | 18 | Atlanta, GA | 2019 | NREL ATB: Commercial Solar | LBL Tracking the Sun | DNV Proprietary Data
GA | Small 2 | Solar PV | Commercial | 100 | 1427.9935 | 142799.3492 | 16.3% | 20.8% | 98% | 85.9% | 97.72% | 99.35% | 100% | 1.17 | 25 | 18 | Atlanta, GA | 2020 | NREL ATB: Commercial Solar | LBL Tracking the Sun | DNV Proprietary Data
GA | Small 2 | Solar PV | Commercial | 100 | 1429.8622 | 142986.2181 | 16.32% | 21% | 98% | 85.9% | 97.72% | 99.35% | 100% | 1.17 | 25 | 20 | Atlanta, GA | 2021 | NREL ATB: Commercial Solar | LBL Tracking the Sun | DNV Proprietary Data
GA | Small 2 | Solar PV | Commercial | 100 | 1429.8622 | 142986.2181 | 16.33% | 21% | 98% | 85.9% | 97.72% | 99.35% | 100% | 1.17 | 25 | 20 | Atlanta, GA | 2022 | NREL ATB: Commercial Solar | LBL Tracking the Sun | DNV Proprietary Data
HI | Large 2 | Solar PV | Commercial | 1000 | 1611.3772 | 1611377.2311 | 18.39% | 19.8% | 95.9% | 86% | 97.02% | 99.15% | 100% | 1.23 | 25 | 15 | Honolulu, HI | 2012 | NREL ATB: Commercial Solar | LBL Tracking the Sun | DNV Proprietary Data
HI | Large 2 | Solar PV | Commercial | 1000 | 1614.5041 | 1614504.1413 | 18.43% | 19.8% | 96.8% | 86% | 97.2% | 99.2% | 100% | 1.23 | 25 | 15 | Honolulu, HI | 2013 | NREL ATB: Commercial Solar | LBL Tracking the Sun | DNV Proprietary Data
HI | Large 2 | Solar PV | Commercial | 1000 | 1617.6006 | 1617600.5824 | 18.47% | 19.8% | 97.5% | 86% | 97.37% | 99.25% | 100% | 1.23 | 25 | 15 | Honolulu, HI | 2014 | NREL ATB: Commercial Solar | LBL Tracking the Sun | DNV Proprietary Data
HI | Large 2 | Solar PV | Commercial | 1000 | 1620.0656 | 1620065.6072 | 18.49% | 20% | 98% | 86% | 97.72% | 99.35% | 100% | 1.23 | 25 | 15 | Honolulu, HI | 2015 | NREL ATB: Commercial Solar | LBL Tracking the Sun | DNV Proprietary Data
HI | Large 2 | Solar PV | Commercial | 1000 | 1623.1339 | 1623133.9488 | 18.53% | 20% | 98% | 86% | 97.72% | 99.35% | 100% | 1.23 | 25 | 16 | Honolulu, HI | 2016 | NREL ATB: Commercial Solar | LBL Tracking the Sun | DNV Proprietary Data
HI | Large 2 | Solar PV | Commercial | 1000 | 1625.8963 | 1625896.2974 | 18.56% | 20.2% | 98% | 86% | 97.72% | 99.35% | 100% | 1.23 | 25 | 17 | Honolulu, HI | 2017 | NREL ATB: Commercial Solar | LBL Tracking the Sun | DNV Proprietary Data
HI | Large 2 | Solar PV | Commercial | 1000 | 1627.9606 | 1627960.5526 | 18.58% | 20.2% | 98% | 85.9% | 97.72% | 99.35% | 100% | 1.23 | 25 | 18 | Honolulu, HI | 2018 | NREL ATB: Commercial Solar | LBL Tracking the Sun | DNV Proprietary Data
HI | Large 2 | Solar PV | Commercial | 1000 | 1631.082 | 1631081.9792 | 18.62% | 20.8% | 98% | 85.9% | 97.72% | 99.35% | 100% | 1.23 | 25 | 18 | Honolulu, HI | 2019 | NREL ATB: Commercial Solar | LBL Tracking the Sun | DNV Proprietary Data
HI | Large 2 | Solar PV | Commercial | 1000 | 1633.8872 | 1633887.2084 | 18.65% | 20.8% | 98% | 85.9% | 97.72% | 99.35% | 100% | 1.23 | 25 | 18 | Honolulu, HI | 2020 | NREL ATB: Commercial Solar | LBL Tracking the Sun | DNV Proprietary Data
HI | Large 2 | Solar PV | Commercial | 1000 | 1636.3272 | 1636327.1726 | 18.68% | 21% | 98% | 85.9% | 97.72% | 99.35% | 100% | 1.23 | 25 | 20 | Honolulu, HI | 2021 | NREL ATB: Commercial Solar | LBL Tracking the Sun | DNV Proprietary Data
HI | Large 2 | Solar PV | Commercial | 1000 | 1636.3272 | 1636327.1726 | 18.69% | 21% | 98% | 85.9% | 97.72% | 99.35% | 100% | 1.23 | 25 | 20 | Honolulu, HI | 2022 | NREL ATB: Commercial Solar | LBL Tracking the Sun | DNV Proprietary Data
HI | Large 1 | Solar PV | Commercial | 500 | 1610.6067 | 805303.3596 | 18.39% | 19.8% | 95.9% | 86% | 97.02% | 99.15% | 100% | 1.21 | 25 | 15 | Honolulu, HI | 2012 | NREL ATB: Commercial Solar | LBL Tracking the Sun | DNV Proprietary Data
HI | Large 1 | Solar PV | Commercial | 500 | 1612.7518 | 806375.8948 | 18.41% | 19.8% | 96.8% | 86% | 97.2% | 99.2% | 100% | 1.21 | 25 | 15 | Honolulu, HI | 2013 | NREL ATB: Commercial Solar | LBL Tracking the Sun | DNV Proprietary Data
HI | Large 1 | Solar PV | Commercial | 500 | 1615.5223 | 807761.1562 | 18.44% | 19.8% | 97.5% | 86% | 97.37% | 99.25% | 100% | 1.21 | 25 | 15 | Honolulu, HI | 2014 | NREL ATB: Commercial Solar | LBL Tracking the Sun | DNV Proprietary Data
HI | Large 1 | Solar PV | Commercial | 500 | 1617.5557 | 808777.8363 | 18.47% | 20% | 98% | 86% | 97.72% | 99.35% | 100% | 1.21 | 25 | 15 | Honolulu, HI | 2015 | NREL ATB: Commercial Solar | LBL Tracking the Sun | DNV Proprietary Data
HI | Large 1 | Solar PV | Commercial | 500 | 1619.2314 | 809615.7234 | 18.48% | 20% | 98% | 86% | 97.72% | 99.35% | 100% | 1.21 | 25 | 16 | Honolulu, HI | 2016 | NREL ATB: Commercial Solar | LBL Tracking the Sun | DNV Proprietary Data
HI | Large 1 | Solar PV | Commercial | 500 | 1620.9092 | 810454.5898 | 18.5% | 20.2% | 98% | 86% | 97.72% | 99.35% | 100% | 1.21 | 25 | 17 | Honolulu, HI | 2017 | NREL ATB: Commercial Solar | LBL Tracking the Sun | DNV Proprietary Data
HI | Large 1 | Solar PV | Commercial | 500 | 1623.4352 | 811717.5993 | 18.53% | 20.2% | 98% | 85.9% | 97.72% | 99.35% | 100% | 1.21 | 25 | 18 | Honolulu, HI | 2018 | NREL ATB: Commercial Solar | LBL Tracking the Sun | DNV Proprietary Data
HI | Large 1 | Solar PV | Commercial | 500 | 1626.6235 | 813311.7726 | 18.57% | 20.8% | 98% | 85.9% | 97.72% | 99.35% | 100% | 1.21 | 25 | 18 | Honolulu, HI | 2019 | NREL ATB: Commercial Solar | LBL Tracking the Sun | DNV Proprietary Data
HI | Large 1 | Solar PV | Commercial | 500 | 1629.0763 | 814538.1676 | 18.6% | 20.8% | 98% | 85.9% | 97.72% | 99.35% | 100% | 1.21 | 25 | 18 | Honolulu, HI | 2020 | NREL ATB: Commercial Solar | LBL Tracking the Sun | DNV Proprietary Data
HI | Large 1 | Solar PV | Commercial | 500 | 1631.8109 | 815905.4392 | 18.63% | 21% | 98% | 85.9% | 97.72% | 99.35% | 100% | 1.21 | 25 | 20 | Honolulu, HI | 2021 | NREL ATB: Commercial Solar | LBL Tracking the Sun | DNV Proprietary Data
HI | Large 1 | Solar PV | Commercial | 500 | 1631.8109 | 815905.4392 | 18.63% | 21% | 98% | 85.9% | 97.72% | 99.35% | 100% | 1.21 | 25 | 20 | Honolulu, HI | 2022 | NREL ATB: Commercial Solar | LBL Tracking the Sun | DNV Proprietary Data
HI | Medium | Solar PV | Commercial | 250 | 1610.7961 | 402699.0324 | 18.39% | 19.8% | 95.9% | 86% | 97.02% | 99.15% | 100% | 1.21 | 25 | 15 | Honolulu, HI | 2012 | NREL ATB: Commercial Solar | LBL Tracking the Sun | DNV Proprietary Data
HI | Medium | Solar PV | Commercial | 250 | 1613.694 | 403423.509 | 18.42% | 19.8% | 96.8% | 86% | 97.2% | 99.2% | 100% | 1.21 | 25 | 15 | Honolulu, HI | 2013 | NREL ATB: Commercial Solar | LBL Tracking the Sun | DNV Proprietary Data
HI | Medium | Solar PV | Commercial | 250 | 1615.8079 | 403951.9692 | 18.45% | 19.8% | 97.5% | 86% | 97.37% | 99.25% | 100% | 1.21 | 25 | 15 | Honolulu, HI | 2014 | NREL ATB: Commercial Solar | LBL Tracking the Sun | DNV Proprietary Data
HI | Medium | Solar PV | Commercial | 250 | 1617.7939 | 404448.4697 | 18.47% | 20% | 98% | 86% | 97.72% | 99.35% | 100% | 1.21 | 25 | 15 | Honolulu, HI | 2015 | NREL ATB: Commercial Solar | LBL Tracking the Sun | DNV Proprietary Data
HI | Medium | Solar PV | Commercial | 250 | 1619.6188 | 404904.6994 | 18.49% | 20% | 98% | 86% | 97.72% | 99.35% | 100% | 1.21 | 25 | 16 | Honolulu, HI | 2016 | NREL ATB: Commercial Solar | LBL Tracking the Sun | DNV Proprietary Data
HI | Medium | Solar PV | Commercial | 250 | 1622.3809 | 405595.2206 | 18.52% | 20.2% | 98% | 86% | 97.72% | 99.35% | 100% | 1.21 | 25 | 17 | Honolulu, HI | 2017 | NREL ATB: Commercial Solar | LBL Tracking the Sun | DNV Proprietary Data
HI | Medium | Solar PV | Commercial | 250 | 1624.187 | 406046.7607 | 18.54% | 20.2% | 98% | 85.9% | 97.72% | 99.35% | 100% | 1.21 | 25 | 18 | Honolulu, HI | 2018 | NREL ATB: Commercial Solar | LBL Tracking the Sun | DNV Proprietary Data
HI | Medium | Solar PV | Commercial | 250 | 1626.7504 | 406687.5939 | 18.57% | 20.8% | 98% | 85.9% | 97.72% | 99.35% | 100% | 1.21 | 25 | 18 | Honolulu, HI | 2019 | NREL ATB: Commercial Solar | LBL Tracking the Sun | DNV Proprietary Data
HI | Medium | Solar PV | Commercial | 250 | 1628.691 | 407172.7396 | 18.59% | 20.8% | 98% | 85.9% | 97.72% | 99.35% | 100% | 1.21 | 25 | 18 | Honolulu, HI | 2020 | NREL ATB: Commercial Solar | LBL Tracking the Sun | DNV Proprietary Data
HI | Medium | Solar PV | Commercial | 250 | 1631.8109 | 407952.7196 | 18.63% | 21% | 98% | 85.9% | 97.72% | 99.35% | 100% | 1.21 | 25 | 20 | Honolulu, HI | 2021 | NREL ATB: Commercial Solar | LBL Tracking the Sun | DNV Proprietary Data
HI | Medium | Solar PV | Commercial | 250 | 1631.8109 | 407952.7196 | 18.63% | 21% | 98% | 85.9% | 97.72% | 99.35% | 100% | 1.21 | 25 | 20 | Honolulu, HI | 2022 | NREL ATB: Commercial Solar | LBL Tracking the Sun | DNV Proprietary Data
HI | Small 1 | Solar PV | Commercial | 33.83 | 1609.4849 | 54448.8739 | 18.37% | 19.8% | 95.9% | 86% | 97.02% | 99.15% | 100% | 1.17 | 25 | 15 | Honolulu, HI | 2012 | NREL ATB: Commercial Solar | LBL Tracking the Sun | DNV Proprietary Data
HI | Small 1 | Solar PV | Commercial | 37.4 | 1612.0328 | 60290.0266 | 18.4% | 19.8% | 96.8% | 86% | 97.2% | 99.2% | 100% | 1.17 | 25 | 15 | Honolulu, HI | 2013 | NREL ATB: Commercial Solar | LBL Tracking the Sun | DNV Proprietary Data
HI | Small 1 | Solar PV | Commercial | 34.68 | 1615.1401 | 56013.0597 | 18.44% | 19.8% | 97.5% | 86% | 97.37% | 99.25% | 100% | 1.17 | 25 | 15 | Honolulu, HI | 2014 | NREL ATB: Commercial Solar | LBL Tracking the Sun | DNV Proprietary Data
HI | Small 1 | Solar PV | Commercial | 32.81 | 1618.251 | 53094.8147 | 18.47% | 20% | 98% | 86% | 97.72% | 99.35% | 100% | 1.17 | 25 | 15 | Honolulu, HI | 2015 | NREL ATB: Commercial Solar | LBL Tracking the Sun | DNV Proprietary Data
HI | Small 1 | Solar PV | Commercial | 33.15 | 1619.9293 | 53700.6555 | 18.49% | 20% | 98% | 86% | 97.72% | 99.35% | 100% | 1.17 | 25 | 16 | Honolulu, HI | 2016 | NREL ATB: Commercial Solar | LBL Tracking the Sun | DNV Proprietary Data
HI | Small 1 | Solar PV | Commercial | 38.76 | 1621.8331 | 62862.2506 | 18.51% | 20.2% | 98% | 86% | 97.72% | 99.35% | 100% | 1.17 | 25 | 17 | Honolulu, HI | 2017 | NREL ATB: Commercial Solar | LBL Tracking the Sun | DNV Proprietary Data
HI | Small 1 | Solar PV | Commercial | 39.27 | 1624.1233 | 63779.3211 | 18.54% | 20.2% | 98% | 85.9% | 97.72% | 99.35% | 100% | 1.17 | 25 | 18 | Honolulu, HI | 2018 | NREL ATB: Commercial Solar | LBL Tracking the Sun | DNV Proprietary Data
HI | Small 1 | Solar PV | Commercial | 38.25 | 1627.0547 | 62234.8421 | 18.57% | 20.8% | 98% | 85.9% | 97.72% | 99.35% | 100% | 1.17 | 25 | 18 | Honolulu, HI | 2019 | NREL ATB: Commercial Solar | LBL Tracking the Sun | DNV Proprietary Data
HI | Small 1 | Solar PV | Commercial | 36.38 | 1629.3625 | 59276.2068 | 18.6% | 20.8% | 98% | 85.9% | 97.72% | 99.35% | 100% | 1.17 | 25 | 18 | Honolulu, HI | 2020 | NREL ATB: Commercial Solar | LBL Tracking the Sun | DNV Proprietary Data
HI | Small 1 | Solar PV | Commercial | 32.64 | 1631.2271 | 53243.2523 | 18.62% | 21% | 98% | 85.9% | 97.72% | 99.35% | 100% | 1.17 | 25 | 20 | Honolulu, HI | 2021 | NREL ATB: Commercial Solar | LBL Tracking the Sun | DNV Proprietary Data
HI | Small 1 | Solar PV | Commercial | 34.1193 | 1631.8347 | 55677.137 | 18.63% | 21% | 98% | 85.9% | 97.72% | 99.35% | 100% | 1.17 | 25 | 20 | Honolulu, HI | 2022 | NREL ATB: Commercial Solar | LBL Tracking the Sun | DNV Proprietary Data
HI | Small 2 | Solar PV | Commercial | 100 | 1609.4849 | 160948.4893 | 18.37% | 19.8% | 95.9% | 86% | 97.02% | 99.15% | 100% | 1.17 | 25 | 15 | Honolulu, HI | 2012 | NREL ATB: Commercial Solar | LBL Tracking the Sun | DNV Proprietary Data
HI | Small 2 | Solar PV | Commercial | 100 | 1612.0328 | 161203.2797 | 18.4% | 19.8% | 96.8% | 86% | 97.2% | 99.2% | 100% | 1.17 | 25 | 15 | Honolulu, HI | 2013 | NREL ATB: Commercial Solar | LBL Tracking the Sun | DNV Proprietary Data
HI | Small 2 | Solar PV | Commercial | 100 | 1615.1401 | 161514.013 | 18.44% | 19.8% | 97.5% | 86% | 97.37% | 99.25% | 100% | 1.17 | 25 | 15 | Honolulu, HI | 2014 | NREL ATB: Commercial Solar | LBL Tracking the Sun | DNV Proprietary Data
HI | Small 2 | Solar PV | Commercial | 100 | 1618.251 | 161825.0982 | 18.47% | 20% | 98% | 86% | 97.72% | 99.35% | 100% | 1.17 | 25 | 15 | Honolulu, HI | 2015 | NREL ATB: Commercial Solar | LBL Tracking the Sun | DNV Proprietary Data
HI | Small 2 | Solar PV | Commercial | 100 | 1619.9293 | 161992.9276 | 18.49% | 20% | 98% | 86% | 97.72% | 99.35% | 100% | 1.17 | 25 | 16 | Honolulu, HI | 2016 | NREL ATB: Commercial Solar | LBL Tracking the Sun | DNV Proprietary Data
HI | Small 2 | Solar PV | Commercial | 100 | 1621.8331 | 162183.3092 | 18.51% | 20.2% | 98% | 86% | 97.72% | 99.35% | 100% | 1.17 | 25 | 17 | Honolulu, HI | 2017 | NREL ATB: Commercial Solar | LBL Tracking the Sun | DNV Proprietary Data
HI | Small 2 | Solar PV | Commercial | 100 | 1624.1233 | 162412.3277 | 18.54% | 20.2% | 98% | 85.9% | 97.72% | 99.35% | 100% | 1.17 | 25 | 18 | Honolulu, HI | 2018 | NREL ATB: Commercial Solar | LBL Tracking the Sun | DNV Proprietary Data
HI | Small 2 | Solar PV | Commercial | 100 | 1627.0547 | 162705.4694 | 18.57% | 20.8% | 98% | 85.9% | 97.72% | 99.35% | 100% | 1.17 | 25 | 18 | Honolulu, HI | 2019 | NREL ATB: Commercial Solar | LBL Tracking the Sun | DNV Proprietary Data
HI | Small 2 | Solar PV | Commercial | 100 | 1629.3625 | 162936.2474 | 18.6% | 20.8% | 98% | 85.9% | 97.72% | 99.35% | 100% | 1.17 | 25 | 18 | Honolulu, HI | 2020 | NREL ATB: Commercial Solar | LBL Tracking the Sun | DNV Proprietary Data
HI | Small 2 | Solar PV | Commercial | 100 | 1631.2271 | 163122.7094 | 18.62% | 21% | 98% | 85.9% | 97.72% | 99.35% | 100% | 1.17 | 25 | 20 | Honolulu, HI | 2021 | NREL ATB: Commercial Solar | LBL Tracking the Sun | DNV Proprietary Data
HI | Small 2 | Solar PV | Commercial | 100 | 1631.2271 | 163122.7094 | 18.63% | 21% | 98% | 85.9% | 97.72% | 99.35% | 100% | 1.17 | 25 | 20 | Honolulu, HI | 2022 | NREL ATB: Commercial Solar | LBL Tracking the Sun | DNV Proprietary Data
IA | Large 2 | Solar PV | Commercial | 1000 | 1297.4045 | 1297404.493 | 14.81% | 19.8% | 95.9% | 86% | 97.02% | 99.15% | 100% | 1.23 | 25 | 15 | Des Moines, IA | 2012 | NREL ATB: Commercial Solar | LBL Tracking the Sun | DNV Proprietary Data
IA | Large 2 | Solar PV | Commercial | 1000 | 1298.7474 | 1298747.4055 | 14.83% | 19.8% | 96.8% | 86% | 97.2% | 99.2% | 100% | 1.23 | 25 | 15 | Des Moines, IA | 2013 | NREL ATB: Commercial Solar | LBL Tracking the Sun | DNV Proprietary Data
IA | Large 2 | Solar PV | Commercial | 1000 | 1300.8249 | 1300824.8894 | 14.85% | 19.8% | 97.5% | 86% | 97.37% | 99.25% | 100% | 1.23 | 25 | 15 | Des Moines, IA | 2014 | NREL ATB: Commercial Solar | LBL Tracking the Sun | DNV Proprietary Data
IA | Large 2 | Solar PV | Commercial | 1000 | 1302.5371 | 1302537.0808 | 14.87% | 20% | 98% | 86% | 97.72% | 99.35% | 100% | 1.23 | 25 | 15 | Des Moines, IA | 2015 | NREL ATB: Commercial Solar | LBL Tracking the Sun | DNV Proprietary Data
IA | Large 2 | Solar PV | Commercial | 1000 | 1305.0741 | 1305074.1312 | 14.9% | 20% | 98% | 86% | 97.72% | 99.35% | 100% | 1.23 | 25 | 16 | Des Moines, IA | 2016 | NREL ATB: Commercial Solar | LBL Tracking the Sun | DNV Proprietary Data
IA | Large 2 | Solar PV | Commercial | 1000 | 1306.7 | 1306700.0336 | 14.92% | 20.2% | 98% | 86% | 97.72% | 99.35% | 100% | 1.23 | 25 | 17 | Des Moines, IA | 2017 | NREL ATB: Commercial Solar | LBL Tracking the Sun | DNV Proprietary Data
IA | Large 2 | Solar PV | Commercial | 1000 | 1308.8507 | 1308850.6887 | 14.94% | 20.2% | 98% | 85.9% | 97.72% | 99.35% | 100% | 1.23 | 25 | 18 | Des Moines, IA | 2018 | NREL ATB: Commercial Solar | LBL Tracking the Sun | DNV Proprietary Data
IA | Large 2 | Solar PV | Commercial | 1000 | 1310.5445 | 1310544.5114 | 14.96% | 20.8% | 98% | 85.9% | 97.72% | 99.35% | 100% | 1.23 | 25 | 18 | Des Moines, IA | 2019 | NREL ATB: Commercial Solar | LBL Tracking the Sun | DNV Proprietary Data
IA | Large 2 | Solar PV | Commercial | 1000 | 1311.877 | 1311877.0119 | 14.98% | 20.8% | 98% | 85.9% | 97.72% | 99.35% | 100% | 1.23 | 25 | 18 | Des Moines, IA | 2020 | NREL ATB: Commercial Solar | LBL Tracking the Sun | DNV Proprietary Data
IA | Large 2 | Solar PV | Commercial | 1000 | 1313.6527 | 1313652.7475 | 15% | 21% | 98% | 85.9% | 97.72% | 99.35% | 100% | 1.23 | 25 | 20 | Des Moines, IA | 2021 | NREL ATB: Commercial Solar | LBL Tracking the Sun | DNV Proprietary Data
IA | Large 2 | Solar PV | Commercial | 1000 | 1313.6527 | 1313652.7475 | 15% | 21% | 98% | 85.9% | 97.72% | 99.35% | 100% | 1.23 | 25 | 20 | Des Moines, IA | 2022 | NREL ATB: Commercial Solar | LBL Tracking the Sun | DNV Proprietary Data
IA | Large 1 | Solar PV | Commercial | 500 | 1290.5819 | 645290.9597 | 14.73% | 19.8% | 95.9% | 86% | 97.02% | 99.15% | 100% | 1.21 | 25 | 15 | Des Moines, IA | 2012 | NREL ATB: Commercial Solar | LBL Tracking the Sun | DNV Proprietary Data
IA | Large 1 | Solar PV | Commercial | 500 | 1292.129 | 646064.4968 | 14.75% | 19.8% | 96.8% | 86% | 97.2% | 99.2% | 100% | 1.21 | 25 | 15 | Des Moines, IA | 2013 | NREL ATB: Commercial Solar | LBL Tracking the Sun | DNV Proprietary Data
IA | Large 1 | Solar PV | Commercial | 500 | 1294.0003 | 647000.1435 | 14.77% | 19.8% | 97.5% | 86% | 97.37% | 99.25% | 100% | 1.21 | 25 | 15 | Des Moines, IA | 2014 | NREL ATB: Commercial Solar | LBL Tracking the Sun | DNV Proprietary Data
IA | Large 1 | Solar PV | Commercial | 500 | 1295.9247 | 647962.3568 | 14.79% | 20% | 98% | 86% | 97.72% | 99.35% | 100% | 1.21 | 25 | 15 | Des Moines, IA | 2015 | NREL ATB: Commercial Solar | LBL Tracking the Sun | DNV Proprietary Data
IA | Large 1 | Solar PV | Commercial | 500 | 1298.0811 | 649040.5519 | 14.82% | 20% | 98% | 86% | 97.72% | 99.35% | 100% | 1.21 | 25 | 16 | Des Moines, IA | 2016 | NREL ATB: Commercial Solar | LBL Tracking the Sun | DNV Proprietary Data
IA | Large 1 | Solar PV | Commercial | 500 | 1299.6186 | 649809.2982 | 14.84% | 20.2% | 98% | 86% | 97.72% | 99.35% | 100% | 1.21 | 25 | 17 | Des Moines, IA | 2017 | NREL ATB: Commercial Solar | LBL Tracking the Sun | DNV Proprietary Data
IA | Large 1 | Solar PV | Commercial | 500 | 1302.0208 | 651010.4102 | 14.86% | 20.2% | 98% | 85.9% | 97.72% | 99.35% | 100% | 1.21 | 25 | 18 | Des Moines, IA | 2018 | NREL ATB: Commercial Solar | LBL Tracking the Sun | DNV Proprietary Data
IA | Large 1 | Solar PV | Commercial | 500 | 1304.5599 | 652279.9382 | 14.89% | 20.8% | 98% | 85.9% | 97.72% | 99.35% | 100% | 1.21 | 25 | 18 | Des Moines, IA | 2019 | NREL ATB: Commercial Solar | LBL Tracking the Sun | DNV Proprietary Data
IA | Large 1 | Solar PV | Commercial | 500 | 1306.7276 | 653363.8078 | 14.92% | 20.8% | 98% | 85.9% | 97.72% | 99.35% | 100% | 1.21 | 25 | 18 | Des Moines, IA | 2020 | NREL ATB: Commercial Solar | LBL Tracking the Sun | DNV Proprietary Data
IA | Large 1 | Solar PV | Commercial | 500 | 1308.8466 | 654423.2971 | 14.94% | 21% | 98% | 85.9% | 97.72% | 99.35% | 100% | 1.21 | 25 | 20 | Des Moines, IA | 2021 | NREL ATB: Commercial Solar | LBL Tracking the Sun | DNV Proprietary Data
IA | Large 1 | Solar PV | Commercial | 500 | 1308.8466 | 654423.2971 | 14.95% | 21% | 98% | 85.9% | 97.72% | 99.35% | 100% | 1.21 | 25 | 20 | Des Moines, IA | 2022 | NREL ATB: Commercial Solar | LBL Tracking the Sun | DNV Proprietary Data
IA | Medium | Solar PV | Commercial | 250 | 1289.5909 | 322397.7248 | 14.72% | 19.8% | 95.9% | 86% | 97.02% | 99.15% | 100% | 1.21 | 25 | 15 | Des Moines, IA | 2012 | NREL ATB: Commercial Solar | LBL Tracking the Sun | DNV Proprietary Data
IA | Medium | Solar PV | Commercial | 250 | 1292.0847 | 323021.1824 | 14.75% | 19.8% | 96.8% | 86% | 97.2% | 99.2% | 100% | 1.21 | 25 | 15 | Des Moines, IA | 2013 | NREL ATB: Commercial Solar | LBL Tracking the Sun | DNV Proprietary Data
IA | Medium | Solar PV | Commercial | 250 | 1294.1203 | 323530.08 | 14.77% | 19.8% | 97.5% | 86% | 97.37% | 99.25% | 100% | 1.21 | 25 | 15 | Des Moines, IA | 2014 | NREL ATB: Commercial Solar | LBL Tracking the Sun | DNV Proprietary Data
IA | Medium | Solar PV | Commercial | 250 | 1295.9432 | 323985.7927 | 14.79% | 20% | 98% | 86% | 97.72% | 99.35% | 100% | 1.21 | 25 | 15 | Des Moines, IA | 2015 | NREL ATB: Commercial Solar | LBL Tracking the Sun | DNV Proprietary Data
IA | Medium | Solar PV | Commercial | 250 | 1297.9472 | 324486.8075 | 14.82% | 20% | 98% | 86% | 97.72% | 99.35% | 100% | 1.21 | 25 | 16 | Des Moines, IA | 2016 | NREL ATB: Commercial Solar | LBL Tracking the Sun | DNV Proprietary Data
IA | Medium | Solar PV | Commercial | 250 | 1300.4122 | 325103.0557 | 14.84% | 20.2% | 98% | 86% | 97.72% | 99.35% | 100% | 1.21 | 25 | 17 | Des Moines, IA | 2017 | NREL ATB: Commercial Solar | LBL Tracking the Sun | DNV Proprietary Data
IA | Medium | Solar PV | Commercial | 250 | 1302.9206 | 325730.1484 | 14.87% | 20.2% | 98% | 85.9% | 97.72% | 99.35% | 100% | 1.21 | 25 | 18 | Des Moines, IA | 2018 | NREL ATB: Commercial Solar | LBL Tracking the Sun | DNV Proprietary Data
IA | Medium | Solar PV | Commercial | 250 | 1304.8928 | 326223.2123 | 14.9% | 20.8% | 98% | 85.9% | 97.72% | 99.35% | 100% | 1.21 | 25 | 18 | Des Moines, IA | 2019 | NREL ATB: Commercial Solar | LBL Tracking the Sun | DNV Proprietary Data
IA | Medium | Solar PV | Commercial | 250 | 1306.7384 | 326684.5894 | 14.92% | 20.8% | 98% | 85.9% | 97.72% | 99.35% | 100% | 1.21 | 25 | 18 | Des Moines, IA | 2020 | NREL ATB: Commercial Solar | LBL Tracking the Sun | DNV Proprietary Data
IA | Medium | Solar PV | Commercial | 250 | 1308.8466 | 327211.6486 | 14.94% | 21% | 98% | 85.9% | 97.72% | 99.35% | 100% | 1.21 | 25 | 20 | Des Moines, IA | 2021 | NREL ATB: Commercial Solar | LBL Tracking the Sun | DNV Proprietary Data
IA | Medium | Solar PV | Commercial | 250 | 1308.8466 | 327211.6486 | 14.95% | 21% | 98% | 85.9% | 97.72% | 99.35% | 100% | 1.21 | 25 | 20 | Des Moines, IA | 2022 | NREL ATB: Commercial Solar | LBL Tracking the Sun | DNV Proprietary Data
IA | Small 1 | Solar PV | Commercial | 33.83 | 1292.7531 | 43733.8377 | 14.76% | 19.8% | 95.9% | 86% | 97.02% | 99.15% | 100% | 1.17 | 25 | 15 | Des Moines, IA | 2012 | NREL ATB: Commercial Solar | LBL Tracking the Sun | DNV Proprietary Data
IA | Small 1 | Solar PV | Commercial | 37.4 | 1294.2985 | 48406.7645 | 14.78% | 19.8% | 96.8% | 86% | 97.2% | 99.2% | 100% | 1.17 | 25 | 15 | Des Moines, IA | 2013 | NREL ATB: Commercial Solar | LBL Tracking the Sun | DNV Proprietary Data
IA | Small 1 | Solar PV | Commercial | 34.68 | 1296.5915 | 44965.7916 | 14.8% | 19.8% | 97.5% | 86% | 97.37% | 99.25% | 100% | 1.17 | 25 | 15 | Des Moines, IA | 2014 | NREL ATB: Commercial Solar | LBL Tracking the Sun | DNV Proprietary Data
IA | Small 1 | Solar PV | Commercial | 32.81 | 1298.0691 | 42589.6475 | 14.82% | 20% | 98% | 86% | 97.72% | 99.35% | 100% | 1.17 | 25 | 15 | Des Moines, IA | 2015 | NREL ATB: Commercial Solar | LBL Tracking the Sun | DNV Proprietary Data
IA | Small 1 | Solar PV | Commercial | 33.15 | 1299.6353 | 43082.9102 | 14.84% | 20% | 98% | 86% | 97.72% | 99.35% | 100% | 1.17 | 25 | 16 | Des Moines, IA | 2016 | NREL ATB: Commercial Solar | LBL Tracking the Sun | DNV Proprietary Data
IA | Small 1 | Solar PV | Commercial | 38.76 | 1301.6398 | 50451.5588 | 14.86% | 20.2% | 98% | 86% | 97.72% | 99.35% | 100% | 1.17 | 25 | 17 | Des Moines, IA | 2017 | NREL ATB: Commercial Solar | LBL Tracking the Sun | DNV Proprietary Data
IA | Small 1 | Solar PV | Commercial | 39.27 | 1303.2095 | 51177.0354 | 14.88% | 20.2% | 98% | 85.9% | 97.72% | 99.35% | 100% | 1.17 | 25 | 18 | Des Moines, IA | 2018 | NREL ATB: Commercial Solar | LBL Tracking the Sun | DNV Proprietary Data
IA | Small 1 | Solar PV | Commercial | 38.25 | 1304.6539 | 49903.0129 | 14.89% | 20.8% | 98% | 85.9% | 97.72% | 99.35% | 100% | 1.17 | 25 | 18 | Des Moines, IA | 2019 | NREL ATB: Commercial Solar | LBL Tracking the Sun | DNV Proprietary Data
IA | Small 1 | Solar PV | Commercial | 36.38 | 1306.9689 | 47547.5297 | 14.92% | 20.8% | 98% | 85.9% | 97.72% | 99.35% | 100% | 1.17 | 25 | 18 | Des Moines, IA | 2020 | NREL ATB: Commercial Solar | LBL Tracking the Sun | DNV Proprietary Data
IA | Small 1 | Solar PV | Commercial | 32.64 | 1308.3632 | 42704.9756 | 14.94% | 21% | 98% | 85.9% | 97.72% | 99.35% | 100% | 1.17 | 25 | 20 | Des Moines, IA | 2021 | NREL ATB: Commercial Solar | LBL Tracking the Sun | DNV Proprietary Data
IA | Small 1 | Solar PV | Commercial | 34.1193 | 1308.8506 | 44657.1288 | 14.94% | 21% | 98% | 85.9% | 97.72% | 99.35% | 100% | 1.17 | 25 | 20 | Des Moines, IA | 2022 | NREL ATB: Commercial Solar | LBL Tracking the Sun | DNV Proprietary Data
IA | Small 2 | Solar PV | Commercial | 100 | 1292.7531 | 129275.3108 | 14.76% | 19.8% | 95.9% | 86% | 97.02% | 99.15% | 100% | 1.17 | 25 | 15 | Des Moines, IA | 2012 | NREL ATB: Commercial Solar | LBL Tracking the Sun | DNV Proprietary Data
IA | Small 2 | Solar PV | Commercial | 100 | 1294.2985 | 129429.8516 | 14.78% | 19.8% | 96.8% | 86% | 97.2% | 99.2% | 100% | 1.17 | 25 | 15 | Des Moines, IA | 2013 | NREL ATB: Commercial Solar | LBL Tracking the Sun | DNV Proprietary Data
IA | Small 2 | Solar PV | Commercial | 100 | 1296.5915 | 129659.1454 | 14.8% | 19.8% | 97.5% | 86% | 97.37% | 99.25% | 100% | 1.17 | 25 | 15 | Des Moines, IA | 2014 | NREL ATB: Commercial Solar | LBL Tracking the Sun | DNV Proprietary Data
IA | Small 2 | Solar PV | Commercial | 100 | 1298.0691 | 129806.911 | 14.82% | 20% | 98% | 86% | 97.72% | 99.35% | 100% | 1.17 | 25 | 15 | Des Moines, IA | 2015 | NREL ATB: Commercial Solar | LBL Tracking the Sun | DNV Proprietary Data
IA | Small 2 | Solar PV | Commercial | 100 | 1299.6353 | 129963.5299 | 14.84% | 20% | 98% | 86% | 97.72% | 99.35% | 100% | 1.17 | 25 | 16 | Des Moines, IA | 2016 | NREL ATB: Commercial Solar | LBL Tracking the Sun | DNV Proprietary Data
IA | Small 2 | Solar PV | Commercial | 100 | 1301.6398 | 130163.9805 | 14.86% | 20.2% | 98% | 86% | 97.72% | 99.35% | 100% | 1.17 | 25 | 17 | Des Moines, IA | 2017 | NREL ATB: Commercial Solar | LBL Tracking the Sun | DNV Proprietary Data
IA | Small 2 | Solar PV | Commercial | 100 | 1303.2095 | 130320.9458 | 14.88% | 20.2% | 98% | 85.9% | 97.72% | 99.35% | 100% | 1.17 | 25 | 18 | Des Moines, IA | 2018 | NREL ATB: Commercial Solar | LBL Tracking the Sun | DNV Proprietary Data
IA | Small 2 | Solar PV | Commercial | 100 | 1304.6539 | 130465.3933 | 14.89% | 20.8% | 98% | 85.9% | 97.72% | 99.35% | 100% | 1.17 | 25 | 18 | Des Moines, IA | 2019 | NREL ATB: Commercial Solar | LBL Tracking the Sun | DNV Proprietary Data
IA | Small 2 | Solar PV | Commercial | 100 | 1306.9689 | 130696.8929 | 14.92% | 20.8% | 98% | 85.9% | 97.72% | 99.35% | 100% | 1.17 | 25 | 18 | Des Moines, IA | 2020 | NREL ATB: Commercial Solar | LBL Tracking the Sun | DNV Proprietary Data
IA | Small 2 | Solar PV | Commercial | 100 | 1308.3632 | 130836.3224 | 14.94% | 21% | 98% | 85.9% | 97.72% | 99.35% | 100% | 1.17 | 25 | 20 | Des Moines, IA | 2021 | NREL ATB: Commercial Solar | LBL Tracking the Sun | DNV Proprietary Data
IA | Small 2 | Solar PV | Commercial | 100 | 1308.3632 | 130836.3224 | 14.94% | 21% | 98% | 85.9% | 97.72% | 99.35% | 100% | 1.17 | 25 | 20 | Des Moines, IA | 2022 | NREL ATB: Commercial Solar | LBL Tracking the Sun | DNV Proprietary Data
ID | Large 2 | Solar PV | Commercial | 1000 | 1442.9644 | 1442964.4147 | 16.47% | 19.8% | 95.9% | 86% | 97.02% | 99.15% | 100% | 1.23 | 25 | 15 | Boise, ID | 2012 | NREL ATB: Commercial Solar | LBL Tracking the Sun | DNV Proprietary Data
ID | Large 2 | Solar PV | Commercial | 1000 | 1444.9501 | 1444950.0608 | 16.49% | 19.8% | 96.8% | 86% | 97.2% | 99.2% | 100% | 1.23 | 25 | 15 | Boise, ID | 2013 | NREL ATB: Commercial Solar | LBL Tracking the Sun | DNV Proprietary Data
ID | Large 2 | Solar PV | Commercial | 1000 | 1447.0155 | 1447015.5118 | 16.52% | 19.8% | 97.5% | 86% | 97.37% | 99.25% | 100% | 1.23 | 25 | 15 | Boise, ID | 2014 | NREL ATB: Commercial Solar | LBL Tracking the Sun | DNV Proprietary Data
ID | Large 2 | Solar PV | Commercial | 1000 | 1449.716 | 1449715.9542 | 16.55% | 20% | 98% | 86% | 97.72% | 99.35% | 100% | 1.23 | 25 | 15 | Boise, ID | 2015 | NREL ATB: Commercial Solar | LBL Tracking the Sun | DNV Proprietary Data
ID | Large 2 | Solar PV | Commercial | 1000 | 1451.9813 | 1451981.3247 | 16.58% | 20% | 98% | 86% | 97.72% | 99.35% | 100% | 1.23 | 25 | 16 | Boise, ID | 2016 | NREL ATB: Commercial Solar | LBL Tracking the Sun | DNV Proprietary Data
ID | Large 2 | Solar PV | Commercial | 1000 | 1454.3685 | 1454368.5069 | 16.6% | 20.2% | 98% | 86% | 97.72% | 99.35% | 100% | 1.23 | 25 | 17 | Boise, ID | 2017 | NREL ATB: Commercial Solar | LBL Tracking the Sun | DNV Proprietary Data
ID | Large 2 | Solar PV | Commercial | 1000 | 1456.6038 | 1456603.7628 | 16.63% | 20.2% | 98% | 85.9% | 97.72% | 99.35% | 100% | 1.23 | 25 | 18 | Boise, ID | 2018 | NREL ATB: Commercial Solar | LBL Tracking the Sun | DNV Proprietary Data
ID | Large 2 | Solar PV | Commercial | 1000 | 1459.3417 | 1459341.7108 | 16.66% | 20.8% | 98% | 85.9% | 97.72% | 99.35% | 100% | 1.23 | 25 | 18 | Boise, ID | 2019 | NREL ATB: Commercial Solar | LBL Tracking the Sun | DNV Proprietary Data
ID | Large 2 | Solar PV | Commercial | 1000 | 1461.1859 | 1461185.9262 | 16.68% | 20.8% | 98% | 85.9% | 97.72% | 99.35% | 100% | 1.23 | 25 | 18 | Boise, ID | 2020 | NREL ATB: Commercial Solar | LBL Tracking the Sun | DNV Proprietary Data
ID | Large 2 | Solar PV | Commercial | 1000 | 1463.7535 | 1463753.4727 | 16.71% | 21% | 98% | 85.9% | 97.72% | 99.35% | 100% | 1.23 | 25 | 20 | Boise, ID | 2021 | NREL ATB: Commercial Solar | LBL Tracking the Sun | DNV Proprietary Data
ID | Large 2 | Solar PV | Commercial | 1000 | 1463.7535 | 1463753.4727 | 16.72% | 21% | 98% | 85.9% | 97.72% | 99.35% | 100% | 1.23 | 25 | 20 | Boise, ID | 2022 | NREL ATB: Commercial Solar | LBL Tracking the Sun | DNV Proprietary Data
ID | Large 1 | Solar PV | Commercial | 500 | 1438.181 | 719090.5227 | 16.42% | 19.8% | 95.9% | 86% | 97.02% | 99.15% | 100% | 1.21 | 25 | 15 | Boise, ID | 2012 | NREL ATB: Commercial Solar | LBL Tracking the Sun | DNV Proprietary Data
ID | Large 1 | Solar PV | Commercial | 500 | 1440.5984 | 720299.1962 | 16.45% | 19.8% | 96.8% | 86% | 97.2% | 99.2% | 100% | 1.21 | 25 | 15 | Boise, ID | 2013 | NREL ATB: Commercial Solar | LBL Tracking the Sun | DNV Proprietary Data
ID | Large 1 | Solar PV | Commercial | 500 | 1442.7488 | 721374.3937 | 16.47% | 19.8% | 97.5% | 86% | 97.37% | 99.25% | 100% | 1.21 | 25 | 15 | Boise, ID | 2014 | NREL ATB: Commercial Solar | LBL Tracking the Sun | DNV Proprietary Data
ID | Large 1 | Solar PV | Commercial | 500 | 1444.372 | 722186.0234 | 16.49% | 20% | 98% | 86% | 97.72% | 99.35% | 100% | 1.21 | 25 | 15 | Boise, ID | 2015 | NREL ATB: Commercial Solar | LBL Tracking the Sun | DNV Proprietary Data
ID | Large 1 | Solar PV | Commercial | 500 | 1446.6199 | 723309.9306 | 16.51% | 20% | 98% | 86% | 97.72% | 99.35% | 100% | 1.21 | 25 | 16 | Boise, ID | 2016 | NREL ATB: Commercial Solar | LBL Tracking the Sun | DNV Proprietary Data
ID | Large 1 | Solar PV | Commercial | 500 | 1448.6208 | 724310.4194 | 16.54% | 20.2% | 98% | 86% | 97.72% | 99.35% | 100% | 1.21 | 25 | 17 | Boise, ID | 2017 | NREL ATB: Commercial Solar | LBL Tracking the Sun | DNV Proprietary Data
ID | Large 1 | Solar PV | Commercial | 500 | 1451.0963 | 725548.1566 | 16.57% | 20.2% | 98% | 85.9% | 97.72% | 99.35% | 100% | 1.21 | 25 | 18 | Boise, ID | 2018 | NREL ATB: Commercial Solar | LBL Tracking the Sun | DNV Proprietary Data
ID | Large 1 | Solar PV | Commercial | 500 | 1452.723 | 726361.4776 | 16.58% | 20.8% | 98% | 85.9% | 97.72% | 99.35% | 100% | 1.21 | 25 | 18 | Boise, ID | 2019 | NREL ATB: Commercial Solar | LBL Tracking the Sun | DNV Proprietary Data
ID | Large 1 | Solar PV | Commercial | 500 | 1454.2899 | 727144.9729 | 16.6% | 20.8% | 98% | 85.9% | 97.72% | 99.35% | 100% | 1.21 | 25 | 18 | Boise, ID | 2020 | NREL ATB: Commercial Solar | LBL Tracking the Sun | DNV Proprietary Data
ID | Large 1 | Solar PV | Commercial | 500 | 1456.6154 | 728307.6961 | 16.63% | 21% | 98% | 85.9% | 97.72% | 99.35% | 100% | 1.21 | 25 | 20 | Boise, ID | 2021 | NREL ATB: Commercial Solar | LBL Tracking the Sun | DNV Proprietary Data
ID | Large 1 | Solar PV | Commercial | 500 | 1456.6154 | 728307.6961 | 16.63% | 21% | 98% | 85.9% | 97.72% | 99.35% | 100% | 1.21 | 25 | 20 | Boise, ID | 2022 | NREL ATB: Commercial Solar | LBL Tracking the Sun | DNV Proprietary Data
ID | Medium | Solar PV | Commercial | 250 | 1436.7313 | 359182.8346 | 16.4% | 19.8% | 95.9% | 86% | 97.02% | 99.15% | 100% | 1.21 | 25 | 15 | Boise, ID | 2012 | NREL ATB: Commercial Solar | LBL Tracking the Sun | DNV Proprietary Data
ID | Medium | Solar PV | Commercial | 250 | 1438.3845 | 359596.1215 | 16.42% | 19.8% | 96.8% | 86% | 97.2% | 99.2% | 100% | 1.21 | 25 | 15 | Boise, ID | 2013 | NREL ATB: Commercial Solar | LBL Tracking the Sun | DNV Proprietary Data
ID | Medium | Solar PV | Commercial | 250 | 1440.4735 | 360118.3862 | 16.44% | 19.8% | 97.5% | 86% | 97.37% | 99.25% | 100% | 1.21 | 25 | 15 | Boise, ID | 2014 | NREL ATB: Commercial Solar | LBL Tracking the Sun | DNV Proprietary Data
ID | Medium | Solar PV | Commercial | 250 | 1442.1341 | 360533.5144 | 16.46% | 20% | 98% | 86% | 97.72% | 99.35% | 100% | 1.21 | 25 | 15 | Boise, ID | 2015 | NREL ATB: Commercial Solar | LBL Tracking the Sun | DNV Proprietary Data
ID | Medium | Solar PV | Commercial | 250 | 1444.869 | 361217.2568 | 16.49% | 20% | 98% | 86% | 97.72% | 99.35% | 100% | 1.21 | 25 | 16 | Boise, ID | 2016 | NREL ATB: Commercial Solar | LBL Tracking the Sun | DNV Proprietary Data
ID | Medium | Solar PV | Commercial | 250 | 1446.7637 | 361690.9206 | 16.52% | 20.2% | 98% | 86% | 97.72% | 99.35% | 100% | 1.21 | 25 | 17 | Boise, ID | 2017 | NREL ATB: Commercial Solar | LBL Tracking the Sun | DNV Proprietary Data
ID | Medium | Solar PV | Commercial | 250 | 1448.5168 | 362129.2062 | 16.54% | 20.2% | 98% | 85.9% | 97.72% | 99.35% | 100% | 1.21 | 25 | 18 | Boise, ID | 2018 | NREL ATB: Commercial Solar | LBL Tracking the Sun | DNV Proprietary Data
ID | Medium | Solar PV | Commercial | 250 | 1451.4103 | 362852.5829 | 16.57% | 20.8% | 98% | 85.9% | 97.72% | 99.35% | 100% | 1.21 | 25 | 18 | Boise, ID | 2019 | NREL ATB: Commercial Solar | LBL Tracking the Sun | DNV Proprietary Data
ID | Medium | Solar PV | Commercial | 250 | 1453.9877 | 363496.9238 | 16.6% | 20.8% | 98% | 85.9% | 97.72% | 99.35% | 100% | 1.21 | 25 | 18 | Boise, ID | 2020 | NREL ATB: Commercial Solar | LBL Tracking the Sun | DNV Proprietary Data
ID | Medium | Solar PV | Commercial | 250 | 1456.6154 | 364153.8481 | 16.63% | 21% | 98% | 85.9% | 97.72% | 99.35% | 100% | 1.21 | 25 | 20 | Boise, ID | 2021 | NREL ATB: Commercial Solar | LBL Tracking the Sun | DNV Proprietary Data
ID | Medium | Solar PV | Commercial | 250 | 1456.6154 | 364153.8481 | 16.63% | 21% | 98% | 85.9% | 97.72% | 99.35% | 100% | 1.21 | 25 | 20 | Boise, ID | 2022 | NREL ATB: Commercial Solar | LBL Tracking the Sun | DNV Proprietary Data
ID | Small 1 | Solar PV | Commercial | 33.83 | 1439.6046 | 48701.8252 | 16.43% | 19.8% | 95.9% | 86% | 97.02% | 99.15% | 100% | 1.17 | 25 | 15 | Boise, ID | 2012 | NREL ATB: Commercial Solar | LBL Tracking the Sun | DNV Proprietary Data
ID | Small 1 | Solar PV | Commercial | 37.4 | 1441.2457 | 53902.5904 | 16.45% | 19.8% | 96.8% | 86% | 97.2% | 99.2% | 100% | 1.17 | 25 | 15 | Boise, ID | 2013 | NREL ATB: Commercial Solar | LBL Tracking the Sun | DNV Proprietary Data
ID | Small 1 | Solar PV | Commercial | 34.68 | 1443.2577 | 50052.1775 | 16.48% | 19.8% | 97.5% | 86% | 97.37% | 99.25% | 100% | 1.17 | 25 | 15 | Boise, ID | 2014 | NREL ATB: Commercial Solar | LBL Tracking the Sun | DNV Proprietary Data
ID | Small 1 | Solar PV | Commercial | 32.81 | 1444.7043 | 47400.7465 | 16.49% | 20% | 98% | 86% | 97.72% | 99.35% | 100% | 1.17 | 25 | 15 | Boise, ID | 2015 | NREL ATB: Commercial Solar | LBL Tracking the Sun | DNV Proprietary Data
ID | Small 1 | Solar PV | Commercial | 33.15 | 1446.6079 | 47955.0509 | 16.51% | 20% | 98% | 86% | 97.72% | 99.35% | 100% | 1.17 | 25 | 16 | Boise, ID | 2016 | NREL ATB: Commercial Solar | LBL Tracking the Sun | DNV Proprietary Data
ID | Small 1 | Solar PV | Commercial | 38.76 | 1448.3146 | 56136.6737 | 16.53% | 20.2% | 98% | 86% | 97.72% | 99.35% | 100% | 1.17 | 25 | 17 | Boise, ID | 2017 | NREL ATB: Commercial Solar | LBL Tracking the Sun | DNV Proprietary Data
ID | Small 1 | Solar PV | Commercial | 39.27 | 1450.1389 | 56946.954 | 16.55% | 20.2% | 98% | 85.9% | 97.72% | 99.35% | 100% | 1.17 | 25 | 18 | Boise, ID | 2018 | NREL ATB: Commercial Solar | LBL Tracking the Sun | DNV Proprietary Data
ID | Small 1 | Solar PV | Commercial | 38.25 | 1452.4471 | 55556.1007 | 16.58% | 20.8% | 98% | 85.9% | 97.72% | 99.35% | 100% | 1.17 | 25 | 18 | Boise, ID | 2019 | NREL ATB: Commercial Solar | LBL Tracking the Sun | DNV Proprietary Data
ID | Small 1 | Solar PV | Commercial | 36.38 | 1453.9045 | 52893.0463 | 16.6% | 20.8% | 98% | 85.9% | 97.72% | 99.35% | 100% | 1.17 | 25 | 18 | Boise, ID | 2020 | NREL ATB: Commercial Solar | LBL Tracking the Sun | DNV Proprietary Data
ID | Small 1 | Solar PV | Commercial | 32.64 | 1456.2176 | 47530.9426 | 16.62% | 21% | 98% | 85.9% | 97.72% | 99.35% | 100% | 1.17 | 25 | 20 | Boise, ID | 2021 | NREL ATB: Commercial Solar | LBL Tracking the Sun | DNV Proprietary Data
ID | Small 1 | Solar PV | Commercial | 34.1193 | 1456.76 | 49703.703 | 16.63% | 21% | 98% | 85.9% | 97.72% | 99.35% | 100% | 1.17 | 25 | 20 | Boise, ID | 2022 | NREL ATB: Commercial Solar | LBL Tracking the Sun | DNV Proprietary Data
ID | Small 2 | Solar PV | Commercial | 100 | 1439.6046 | 143960.4646 | 16.43% | 19.8% | 95.9% | 86% | 97.02% | 99.15% | 100% | 1.17 | 25 | 15 | Boise, ID | 2012 | NREL ATB: Commercial Solar | LBL Tracking the Sun | DNV Proprietary Data
ID | Small 2 | Solar PV | Commercial | 100 | 1441.2457 | 144124.5732 | 16.45% | 19.8% | 96.8% | 86% | 97.2% | 99.2% | 100% | 1.17 | 25 | 15 | Boise, ID | 2013 | NREL ATB: Commercial Solar | LBL Tracking the Sun | DNV Proprietary Data
ID | Small 2 | Solar PV | Commercial | 100 | 1443.2577 | 144325.7713 | 16.48% | 19.8% | 97.5% | 86% | 97.37% | 99.25% | 100% | 1.17 | 25 | 15 | Boise, ID | 2014 | NREL ATB: Commercial Solar | LBL Tracking the Sun | DNV Proprietary Data
ID | Small 2 | Solar PV | Commercial | 100 | 1444.7043 | 144470.4252 | 16.49% | 20% | 98% | 86% | 97.72% | 99.35% | 100% | 1.17 | 25 | 15 | Boise, ID | 2015 | NREL ATB: Commercial Solar | LBL Tracking the Sun | DNV Proprietary Data
ID | Small 2 | Solar PV | Commercial | 100 | 1446.6079 | 144660.7869 | 16.51% | 20% | 98% | 86% | 97.72% | 99.35% | 100% | 1.17 | 25 | 16 | Boise, ID | 2016 | NREL ATB: Commercial Solar | LBL Tracking the Sun | DNV Proprietary Data
ID | Small 2 | Solar PV | Commercial | 100 | 1448.3146 | 144831.4594 | 16.53% | 20.2% | 98% | 86% | 97.72% | 99.35% | 100% | 1.17 | 25 | 17 | Boise, ID | 2017 | NREL ATB: Commercial Solar | LBL Tracking the Sun | DNV Proprietary Data
ID | Small 2 | Solar PV | Commercial | 100 | 1450.1389 | 145013.8884 | 16.55% | 20.2% | 98% | 85.9% | 97.72% | 99.35% | 100% | 1.17 | 25 | 18 | Boise, ID | 2018 | NREL ATB: Commercial Solar | LBL Tracking the Sun | DNV Proprietary Data
ID | Small 2 | Solar PV | Commercial | 100 | 1452.4471 | 145244.7078 | 16.58% | 20.8% | 98% | 85.9% | 97.72% | 99.35% | 100% | 1.17 | 25 | 18 | Boise, ID | 2019 | NREL ATB: Commercial Solar | LBL Tracking the Sun | DNV Proprietary Data
ID | Small 2 | Solar PV | Commercial | 100 | 1453.9045 | 145390.4516 | 16.6% | 20.8% | 98% | 85.9% | 97.72% | 99.35% | 100% | 1.17 | 25 | 18 | Boise, ID | 2020 | NREL ATB: Commercial Solar | LBL Tracking the Sun | DNV Proprietary Data
ID | Small 2 | Solar PV | Commercial | 100 | 1456.2176 | 145621.7604 | 16.62% | 21% | 98% | 85.9% | 97.72% | 99.35% | 100% | 1.17 | 25 | 20 | Boise, ID | 2021 | NREL ATB: Commercial Solar | LBL Tracking the Sun | DNV Proprietary Data
ID | Small 2 | Solar PV | Commercial | 100 | 1456.2176 | 145621.7604 | 16.63% | 21% | 98% | 85.9% | 97.72% | 99.35% | 100% | 1.17 | 25 | 20 | Boise, ID | 2022 | NREL ATB: Commercial Solar | LBL Tracking the Sun | DNV Proprietary Data
IL | Large 2 | Solar PV | Commercial | 1000 | 1144.9935 | 1144993.5087 | 13.07% | 19.8% | 95.9% | 86% | 97.02% | 99.15% | 100% | 1.23 | 25 | 15 | Chicago, IL | 2012 | NREL ATB: Commercial Solar | LBL Tracking the Sun | DNV Proprietary Data
IL | Large 2 | Solar PV | Commercial | 1000 | 1147.1103 | 1147110.3367 | 13.09% | 19.8% | 96.8% | 86% | 97.2% | 99.2% | 100% | 1.23 | 25 | 15 | Chicago, IL | 2013 | NREL ATB: Commercial Solar | LBL Tracking the Sun | DNV Proprietary Data
IL | Large 2 | Solar PV | Commercial | 1000 | 1148.6706 | 1148670.5891 | 13.11% | 19.8% | 97.5% | 86% | 97.37% | 99.25% | 100% | 1.23 | 25 | 15 | Chicago, IL | 2014 | NREL ATB: Commercial Solar | LBL Tracking the Sun | DNV Proprietary Data
IL | Large 2 | Solar PV | Commercial | 1000 | 1150.2373 | 1150237.2998 | 13.13% | 20% | 98% | 86% | 97.72% | 99.35% | 100% | 1.23 | 25 | 15 | Chicago, IL | 2015 | NREL ATB: Commercial Solar | LBL Tracking the Sun | DNV Proprietary Data
IL | Large 2 | Solar PV | Commercial | 1000 | 1152.5314 | 1152531.3589 | 13.16% | 20% | 98% | 86% | 97.72% | 99.35% | 100% | 1.23 | 25 | 16 | Chicago, IL | 2016 | NREL ATB: Commercial Solar | LBL Tracking the Sun | DNV Proprietary Data
IL | Large 2 | Solar PV | Commercial | 1000 | 1154.1606 | 1154160.5767 | 13.18% | 20.2% | 98% | 86% | 97.72% | 99.35% | 100% | 1.23 | 25 | 17 | Chicago, IL | 2017 | NREL ATB: Commercial Solar | LBL Tracking the Sun | DNV Proprietary Data
IL | Large 2 | Solar PV | Commercial | 1000 | 1155.5637 | 1155563.6832 | 13.19% | 20.2% | 98% | 85.9% | 97.72% | 99.35% | 100% | 1.23 | 25 | 18 | Chicago, IL | 2018 | NREL ATB: Commercial Solar | LBL Tracking the Sun | DNV Proprietary Data
IL | Large 2 | Solar PV | Commercial | 1000 | 1157.5409 | 1157540.8942 | 13.21% | 20.8% | 98% | 85.9% | 97.72% | 99.35% | 100% | 1.23 | 25 | 18 | Chicago, IL | 2019 | NREL ATB: Commercial Solar | LBL Tracking the Sun | DNV Proprietary Data
IL | Large 2 | Solar PV | Commercial | 1000 | 1158.7926 | 1158792.595 | 13.23% | 20.8% | 98% | 85.9% | 97.72% | 99.35% | 100% | 1.23 | 25 | 18 | Chicago, IL | 2020 | NREL ATB: Commercial Solar | LBL Tracking the Sun | DNV Proprietary Data
IL | Large 2 | Solar PV | Commercial | 1000 | 1161.0329 | 1161032.9397 | 13.25% | 21% | 98% | 85.9% | 97.72% | 99.35% | 100% | 1.23 | 25 | 20 | Chicago, IL | 2021 | NREL ATB: Commercial Solar | LBL Tracking the Sun | DNV Proprietary Data
IL | Large 2 | Solar PV | Commercial | 1000 | 1161.0329 | 1161032.9397 | 13.26% | 21% | 98% | 85.9% | 97.72% | 99.35% | 100% | 1.23 | 25 | 20 | Chicago, IL | 2022 | NREL ATB: Commercial Solar | LBL Tracking the Sun | DNV Proprietary Data
IL | Large 1 | Solar PV | Commercial | 500 | 1142.2551 | 571127.5322 | 13.04% | 19.8% | 95.9% | 86% | 97.02% | 99.15% | 100% | 1.21 | 25 | 15 | Chicago, IL | 2012 | NREL ATB: Commercial Solar | LBL Tracking the Sun | DNV Proprietary Data
IL | Large 1 | Solar PV | Commercial | 500 | 1144.4238 | 572211.9178 | 13.06% | 19.8% | 96.8% | 86% | 97.2% | 99.2% | 100% | 1.21 | 25 | 15 | Chicago, IL | 2013 | NREL ATB: Commercial Solar | LBL Tracking the Sun | DNV Proprietary Data
IL | Large 1 | Solar PV | Commercial | 500 | 1146.6651 | 573332.5344 | 13.09% | 19.8% | 97.5% | 86% | 97.37% | 99.25% | 100% | 1.21 | 25 | 15 | Chicago, IL | 2014 | NREL ATB: Commercial Solar | LBL Tracking the Sun | DNV Proprietary Data
IL | Large 1 | Solar PV | Commercial | 500 | 1148.5543 | 574277.1723 | 13.11% | 20% | 98% | 86% | 97.72% | 99.35% | 100% | 1.21 | 25 | 15 | Chicago, IL | 2015 | NREL ATB: Commercial Solar | LBL Tracking the Sun | DNV Proprietary Data
IL | Large 1 | Solar PV | Commercial | 500 | 1150.1646 | 575082.282 | 13.13% | 20% | 98% | 86% | 97.72% | 99.35% | 100% | 1.21 | 25 | 16 | Chicago, IL | 2016 | NREL ATB: Commercial Solar | LBL Tracking the Sun | DNV Proprietary Data
IL | Large 1 | Solar PV | Commercial | 500 | 1151.6146 | 575807.2911 | 13.15% | 20.2% | 98% | 86% | 97.72% | 99.35% | 100% | 1.21 | 25 | 17 | Chicago, IL | 2017 | NREL ATB: Commercial Solar | LBL Tracking the Sun | DNV Proprietary Data
IL | Large 1 | Solar PV | Commercial | 500 | 1153.5114 | 576755.7098 | 13.17% | 20.2% | 98% | 85.9% | 97.72% | 99.35% | 100% | 1.21 | 25 | 18 | Chicago, IL | 2018 | NREL ATB: Commercial Solar | LBL Tracking the Sun | DNV Proprietary Data
IL | Large 1 | Solar PV | Commercial | 500 | 1155.181 | 577590.525 | 13.19% | 20.8% | 98% | 85.9% | 97.72% | 99.35% | 100% | 1.21 | 25 | 18 | Chicago, IL | 2019 | NREL ATB: Commercial Solar | LBL Tracking the Sun | DNV Proprietary Data
IL | Large 1 | Solar PV | Commercial | 500 | 1157.1819 | 578590.9689 | 13.21% | 20.8% | 98% | 85.9% | 97.72% | 99.35% | 100% | 1.21 | 25 | 18 | Chicago, IL | 2020 | NREL ATB: Commercial Solar | LBL Tracking the Sun | DNV Proprietary Data
IL | Large 1 | Solar PV | Commercial | 500 | 1159.4612 | 579730.6172 | 13.24% | 21% | 98% | 85.9% | 97.72% | 99.35% | 100% | 1.21 | 25 | 20 | Chicago, IL | 2021 | NREL ATB: Commercial Solar | LBL Tracking the Sun | DNV Proprietary Data
IL | Large 1 | Solar PV | Commercial | 500 | 1159.4612 | 579730.6172 | 13.24% | 21% | 98% | 85.9% | 97.72% | 99.35% | 100% | 1.21 | 25 | 20 | Chicago, IL | 2022 | NREL ATB: Commercial Solar | LBL Tracking the Sun | DNV Proprietary Data
IL | Medium | Solar PV | Commercial | 250 | 1142.6838 | 285670.9546 | 13.04% | 19.8% | 95.9% | 86% | 97.02% | 99.15% | 100% | 1.21 | 25 | 15 | Chicago, IL | 2012 | NREL ATB: Commercial Solar | LBL Tracking the Sun | DNV Proprietary Data
IL | Medium | Solar PV | Commercial | 250 | 1143.9999 | 285999.9784 | 13.06% | 19.8% | 96.8% | 86% | 97.2% | 99.2% | 100% | 1.21 | 25 | 15 | Chicago, IL | 2013 | NREL ATB: Commercial Solar | LBL Tracking the Sun | DNV Proprietary Data
IL | Medium | Solar PV | Commercial | 250 | 1145.7424 | 286435.5983 | 13.08% | 19.8% | 97.5% | 86% | 97.37% | 99.25% | 100% | 1.21 | 25 | 15 | Chicago, IL | 2014 | NREL ATB: Commercial Solar | LBL Tracking the Sun | DNV Proprietary Data
IL | Medium | Solar PV | Commercial | 250 | 1148.0119 | 287002.9821 | 13.11% | 20% | 98% | 86% | 97.72% | 99.35% | 100% | 1.21 | 25 | 15 | Chicago, IL | 2015 | NREL ATB: Commercial Solar | LBL Tracking the Sun | DNV Proprietary Data
IL | Medium | Solar PV | Commercial | 250 | 1149.6891 | 287422.2781 | 13.12% | 20% | 98% | 86% | 97.72% | 99.35% | 100% | 1.21 | 25 | 16 | Chicago, IL | 2016 | NREL ATB: Commercial Solar | LBL Tracking the Sun | DNV Proprietary Data
IL | Medium | Solar PV | Commercial | 250 | 1151.6765 | 287919.1176 | 13.15% | 20.2% | 98% | 86% | 97.72% | 99.35% | 100% | 1.21 | 25 | 17 | Chicago, IL | 2017 | NREL ATB: Commercial Solar | LBL Tracking the Sun | DNV Proprietary Data
IL | Medium | Solar PV | Commercial | 250 | 1153.4767 | 288369.1793 | 13.17% | 20.2% | 98% | 85.9% | 97.72% | 99.35% | 100% | 1.21 | 25 | 18 | Chicago, IL | 2018 | NREL ATB: Commercial Solar | LBL Tracking the Sun | DNV Proprietary Data
IL | Medium | Solar PV | Commercial | 250 | 1155.3728 | 288843.1969 | 13.19% | 20.8% | 98% | 85.9% | 97.72% | 99.35% | 100% | 1.21 | 25 | 18 | Chicago, IL | 2019 | NREL ATB: Commercial Solar | LBL Tracking the Sun | DNV Proprietary Data
IL | Medium | Solar PV | Commercial | 250 | 1157.6123 | 289403.0729 | 13.21% | 20.8% | 98% | 85.9% | 97.72% | 99.35% | 100% | 1.21 | 25 | 18 | Chicago, IL | 2020 | NREL ATB: Commercial Solar | LBL Tracking the Sun | DNV Proprietary Data
IL | Medium | Solar PV | Commercial | 250 | 1159.4612 | 289865.3086 | 13.24% | 21% | 98% | 85.9% | 97.72% | 99.35% | 100% | 1.21 | 25 | 20 | Chicago, IL | 2021 | NREL ATB: Commercial Solar | LBL Tracking the Sun | DNV Proprietary Data
IL | Medium | Solar PV | Commercial | 250 | 1159.4612 | 289865.3086 | 13.24% | 21% | 98% | 85.9% | 97.72% | 99.35% | 100% | 1.21 | 25 | 20 | Chicago, IL | 2022 | NREL ATB: Commercial Solar | LBL Tracking the Sun | DNV Proprietary Data
IL | Small 1 | Solar PV | Commercial | 33.83 | 1145.8689 | 38764.7436 | 13.08% | 19.8% | 95.9% | 86% | 97.02% | 99.15% | 100% | 1.17 | 25 | 15 | Chicago, IL | 2012 | NREL ATB: Commercial Solar | LBL Tracking the Sun | DNV Proprietary Data
IL | Small 1 | Solar PV | Commercial | 37.4 | 1147.2738 | 42908.0413 | 13.1% | 19.8% | 96.8% | 86% | 97.2% | 99.2% | 100% | 1.17 | 25 | 15 | Chicago, IL | 2013 | NREL ATB: Commercial Solar | LBL Tracking the Sun | DNV Proprietary Data
IL | Small 1 | Solar PV | Commercial | 34.68 | 1148.7077 | 39837.1818 | 13.11% | 19.8% | 97.5% | 86% | 97.37% | 99.25% | 100% | 1.17 | 25 | 15 | Chicago, IL | 2014 | NREL ATB: Commercial Solar | LBL Tracking the Sun | DNV Proprietary Data
IL | Small 1 | Solar PV | Commercial | 32.81 | 1149.9845 | 37730.9905 | 13.13% | 20% | 98% | 86% | 97.72% | 99.35% | 100% | 1.17 | 25 | 15 | Chicago, IL | 2015 | NREL ATB: Commercial Solar | LBL Tracking the Sun | DNV Proprietary Data
IL | Small 1 | Solar PV | Commercial | 33.15 | 1151.6603 | 38177.5385 | 13.15% | 20% | 98% | 86% | 97.72% | 99.35% | 100% | 1.17 | 25 | 16 | Chicago, IL | 2016 | NREL ATB: Commercial Solar | LBL Tracking the Sun | DNV Proprietary Data
IL | Small 1 | Solar PV | Commercial | 38.76 | 1153.1982 | 44697.9603 | 13.16% | 20.2% | 98% | 86% | 97.72% | 99.35% | 100% | 1.17 | 25 | 17 | Chicago, IL | 2017 | NREL ATB: Commercial Solar | LBL Tracking the Sun | DNV Proprietary Data
IL | Small 1 | Solar PV | Commercial | 39.27 | 1154.4275 | 45334.366 | 13.18% | 20.2% | 98% | 85.9% | 97.72% | 99.35% | 100% | 1.17 | 25 | 18 | Chicago, IL | 2018 | NREL ATB: Commercial Solar | LBL Tracking the Sun | DNV Proprietary Data
IL | Small 1 | Solar PV | Commercial | 38.25 | 1156.2755 | 44227.5383 | 13.2% | 20.8% | 98% | 85.9% | 97.72% | 99.35% | 100% | 1.17 | 25 | 18 | Chicago, IL | 2019 | NREL ATB: Commercial Solar | LBL Tracking the Sun | DNV Proprietary Data
IL | Small 1 | Solar PV | Commercial | 36.38 | 1157.8517 | 42122.6446 | 13.22% | 20.8% | 98% | 85.9% | 97.72% | 99.35% | 100% | 1.17 | 25 | 18 | Chicago, IL | 2020 | NREL ATB: Commercial Solar | LBL Tracking the Sun | DNV Proprietary Data
IL | Small 1 | Solar PV | Commercial | 32.64 | 1159.2477 | 37837.8446 | 13.23% | 21% | 98% | 85.9% | 97.72% | 99.35% | 100% | 1.17 | 25 | 20 | Chicago, IL | 2021 | NREL ATB: Commercial Solar | LBL Tracking the Sun | DNV Proprietary Data
IL | Small 1 | Solar PV | Commercial | 34.1193 | 1159.6795 | 39567.5088 | 13.24% | 21% | 98% | 85.9% | 97.72% | 99.35% | 100% | 1.17 | 25 | 20 | Chicago, IL | 2022 | NREL ATB: Commercial Solar | LBL Tracking the Sun | DNV Proprietary Data
IL | Small 2 | Solar PV | Commercial | 100 | 1145.8689 | 114586.8862 | 13.08% | 19.8% | 95.9% | 86% | 97.02% | 99.15% | 100% | 1.17 | 25 | 15 | Chicago, IL | 2012 | NREL ATB: Commercial Solar | LBL Tracking the Sun | DNV Proprietary Data
IL | Small 2 | Solar PV | Commercial | 100 | 1147.2738 | 114727.3832 | 13.1% | 19.8% | 96.8% | 86% | 97.2% | 99.2% | 100% | 1.17 | 25 | 15 | Chicago, IL | 2013 | NREL ATB: Commercial Solar | LBL Tracking the Sun | DNV Proprietary Data
IL | Small 2 | Solar PV | Commercial | 100 | 1148.7077 | 114870.7665 | 13.11% | 19.8% | 97.5% | 86% | 97.37% | 99.25% | 100% | 1.17 | 25 | 15 | Chicago, IL | 2014 | NREL ATB: Commercial Solar | LBL Tracking the Sun | DNV Proprietary Data
IL | Small 2 | Solar PV | Commercial | 100 | 1149.9845 | 114998.4472 | 13.13% | 20% | 98% | 86% | 97.72% | 99.35% | 100% | 1.17 | 25 | 15 | Chicago, IL | 2015 | NREL ATB: Commercial Solar | LBL Tracking the Sun | DNV Proprietary Data
IL | Small 2 | Solar PV | Commercial | 100 | 1151.6603 | 115166.0286 | 13.15% | 20% | 98% | 86% | 97.72% | 99.35% | 100% | 1.17 | 25 | 16 | Chicago, IL | 2016 | NREL ATB: Commercial Solar | LBL Tracking the Sun | DNV Proprietary Data
IL | Small 2 | Solar PV | Commercial | 100 | 1153.1982 | 115319.8151 | 13.16% | 20.2% | 98% | 86% | 97.72% | 99.35% | 100% | 1.17 | 25 | 17 | Chicago, IL | 2017 | NREL ATB: Commercial Solar | LBL Tracking the Sun | DNV Proprietary Data
IL | Small 2 | Solar PV | Commercial | 100 | 1154.4275 | 115442.7452 | 13.18% | 20.2% | 98% | 85.9% | 97.72% | 99.35% | 100% | 1.17 | 25 | 18 | Chicago, IL | 2018 | NREL ATB: Commercial Solar | LBL Tracking the Sun | DNV Proprietary Data
IL | Small 2 | Solar PV | Commercial | 100 | 1156.2755 | 115627.5512 | 13.2% | 20.8% | 98% | 85.9% | 97.72% | 99.35% | 100% | 1.17 | 25 | 18 | Chicago, IL | 2019 | NREL ATB: Commercial Solar | LBL Tracking the Sun | DNV Proprietary Data
IL | Small 2 | Solar PV | Commercial | 100 | 1157.8517 | 115785.1694 | 13.22% | 20.8% | 98% | 85.9% | 97.72% | 99.35% | 100% | 1.17 | 25 | 18 | Chicago, IL | 2020 | NREL ATB: Commercial Solar | LBL Tracking the Sun | DNV Proprietary Data
IL | Small 2 | Solar PV | Commercial | 100 | 1159.2477 | 115924.7689 | 13.23% | 21% | 98% | 85.9% | 97.72% | 99.35% | 100% | 1.17 | 25 | 20 | Chicago, IL | 2021 | NREL ATB: Commercial Solar | LBL Tracking the Sun | DNV Proprietary Data
IL | Small 2 | Solar PV | Commercial | 100 | 1159.2477 | 115924.7689 | 13.24% | 21% | 98% | 85.9% | 97.72% | 99.35% | 100% | 1.17 | 25 | 20 | Chicago, IL | 2022 | NREL ATB: Commercial Solar | LBL Tracking the Sun | DNV Proprietary Data
IN | Large 2 | Solar PV | Commercial | 1000 | 1313.6497 | 1313649.683 | 15% | 19.8% | 95.9% | 86% | 97.02% | 99.15% | 100% | 1.23 | 25 | 15 | Indianapolis, IN | 2012 | NREL ATB: Commercial Solar | LBL Tracking the Sun | DNV Proprietary Data
IN | Large 2 | Solar PV | Commercial | 1000 | 1315.9364 | 1315936.4415 | 15.02% | 19.8% | 96.8% | 86% | 97.2% | 99.2% | 100% | 1.23 | 25 | 15 | Indianapolis, IN | 2013 | NREL ATB: Commercial Solar | LBL Tracking the Sun | DNV Proprietary Data
IN | Large 2 | Solar PV | Commercial | 1000 | 1317.9455 | 1317945.455 | 15.05% | 19.8% | 97.5% | 86% | 97.37% | 99.25% | 100% | 1.23 | 25 | 15 | Indianapolis, IN | 2014 | NREL ATB: Commercial Solar | LBL Tracking the Sun | DNV Proprietary Data
IN | Large 2 | Solar PV | Commercial | 1000 | 1319.5924 | 1319592.3926 | 15.06% | 20% | 98% | 86% | 97.72% | 99.35% | 100% | 1.23 | 25 | 15 | Indianapolis, IN | 2015 | NREL ATB: Commercial Solar | LBL Tracking the Sun | DNV Proprietary Data
IN | Large 2 | Solar PV | Commercial | 1000 | 1321.0473 | 1321047.2896 | 15.08% | 20% | 98% | 86% | 97.72% | 99.35% | 100% | 1.23 | 25 | 16 | Indianapolis, IN | 2016 | NREL ATB: Commercial Solar | LBL Tracking the Sun | DNV Proprietary Data
IN | Large 2 | Solar PV | Commercial | 1000 | 1322.6598 | 1322659.8434 | 15.1% | 20.2% | 98% | 86% | 97.72% | 99.35% | 100% | 1.23 | 25 | 17 | Indianapolis, IN | 2017 | NREL ATB: Commercial Solar | LBL Tracking the Sun | DNV Proprietary Data
IN | Large 2 | Solar PV | Commercial | 1000 | 1325.0954 | 1325095.4393 | 15.13% | 20.2% | 98% | 85.9% | 97.72% | 99.35% | 100% | 1.23 | 25 | 18 | Indianapolis, IN | 2018 | NREL ATB: Commercial Solar | LBL Tracking the Sun | DNV Proprietary Data
IN | Large 2 | Solar PV | Commercial | 1000 | 1327.5034 | 1327503.4134 | 15.15% | 20.8% | 98% | 85.9% | 97.72% | 99.35% | 100% | 1.23 | 25 | 18 | Indianapolis, IN | 2019 | NREL ATB: Commercial Solar | LBL Tracking the Sun | DNV Proprietary Data
IN | Large 2 | Solar PV | Commercial | 1000 | 1328.9065 | 1328906.52 | 15.17% | 20.8% | 98% | 85.9% | 97.72% | 99.35% | 100% | 1.23 | 25 | 18 | Indianapolis, IN | 2020 | NREL ATB: Commercial Solar | LBL Tracking the Sun | DNV Proprietary Data
IN | Large 2 | Solar PV | Commercial | 1000 | 1331.137 | 1331137.0181 | 15.2% | 21% | 98% | 85.9% | 97.72% | 99.35% | 100% | 1.23 | 25 | 20 | Indianapolis, IN | 2021 | NREL ATB: Commercial Solar | LBL Tracking the Sun | DNV Proprietary Data
IN | Large 2 | Solar PV | Commercial | 1000 | 1331.137 | 1331137.0181 | 15.2% | 21% | 98% | 85.9% | 97.72% | 99.35% | 100% | 1.23 | 25 | 20 | Indianapolis, IN | 2022 | NREL ATB: Commercial Solar | LBL Tracking the Sun | DNV Proprietary Data
IN | Large 1 | Solar PV | Commercial | 500 | 1310.0999 | 655049.9628 | 14.96% | 19.8% | 95.9% | 86% | 97.02% | 99.15% | 100% | 1.21 | 25 | 15 | Indianapolis, IN | 2012 | NREL ATB: Commercial Solar | LBL Tracking the Sun | DNV Proprietary Data
IN | Large 1 | Solar PV | Commercial | 500 | 1312.2758 | 656137.9015 | 14.98% | 19.8% | 96.8% | 86% | 97.2% | 99.2% | 100% | 1.21 | 25 | 15 | Indianapolis, IN | 2013 | NREL ATB: Commercial Solar | LBL Tracking the Sun | DNV Proprietary Data
IN | Large 1 | Solar PV | Commercial | 500 | 1314.3193 | 657159.6404 | 15% | 19.8% | 97.5% | 86% | 97.37% | 99.25% | 100% | 1.21 | 25 | 15 | Indianapolis, IN | 2014 | NREL ATB: Commercial Solar | LBL Tracking the Sun | DNV Proprietary Data
IN | Large 1 | Solar PV | Commercial | 500 | 1316.2792 | 658139.6028 | 15.03% | 20% | 98% | 86% | 97.72% | 99.35% | 100% | 1.21 | 25 | 15 | Indianapolis, IN | 2015 | NREL ATB: Commercial Solar | LBL Tracking the Sun | DNV Proprietary Data
IN | Large 1 | Solar PV | Commercial | 500 | 1318.3879 | 659193.9554 | 15.05% | 20% | 98% | 86% | 97.72% | 99.35% | 100% | 1.21 | 25 | 16 | Indianapolis, IN | 2016 | NREL ATB: Commercial Solar | LBL Tracking the Sun | DNV Proprietary Data
IN | Large 1 | Solar PV | Commercial | 500 | 1320.4766 | 660238.3244 | 15.07% | 20.2% | 98% | 86% | 97.72% | 99.35% | 100% | 1.21 | 25 | 17 | Indianapolis, IN | 2017 | NREL ATB: Commercial Solar | LBL Tracking the Sun | DNV Proprietary Data
IN | Large 1 | Solar PV | Commercial | 500 | 1322.7721 | 661386.0282 | 15.1% | 20.2% | 98% | 85.9% | 97.72% | 99.35% | 100% | 1.21 | 25 | 18 | Indianapolis, IN | 2018 | NREL ATB: Commercial Solar | LBL Tracking the Sun | DNV Proprietary Data
IN | Large 1 | Solar PV | Commercial | 500 | 1324.1063 | 662053.1533 | 15.12% | 20.8% | 98% | 85.9% | 97.72% | 99.35% | 100% | 1.21 | 25 | 18 | Indianapolis, IN | 2019 | NREL ATB: Commercial Solar | LBL Tracking the Sun | DNV Proprietary Data
IN | Large 1 | Solar PV | Commercial | 500 | 1326.1414 | 663070.6782 | 15.14% | 20.8% | 98% | 85.9% | 97.72% | 99.35% | 100% | 1.21 | 25 | 18 | Indianapolis, IN | 2020 | NREL ATB: Commercial Solar | LBL Tracking the Sun | DNV Proprietary Data
IN | Large 1 | Solar PV | Commercial | 500 | 1328.1032 | 664051.6128 | 15.16% | 21% | 98% | 85.9% | 97.72% | 99.35% | 100% | 1.21 | 25 | 20 | Indianapolis, IN | 2021 | NREL ATB: Commercial Solar | LBL Tracking the Sun | DNV Proprietary Data
IN | Large 1 | Solar PV | Commercial | 500 | 1328.1032 | 664051.6128 | 15.17% | 21% | 98% | 85.9% | 97.72% | 99.35% | 100% | 1.21 | 25 | 20 | Indianapolis, IN | 2022 | NREL ATB: Commercial Solar | LBL Tracking the Sun | DNV Proprietary Data
IN | Medium | Solar PV | Commercial | 250 | 1308.7162 | 327179.0467 | 14.94% | 19.8% | 95.9% | 86% | 97.02% | 99.15% | 100% | 1.21 | 25 | 15 | Indianapolis, IN | 2012 | NREL ATB: Commercial Solar | LBL Tracking the Sun | DNV Proprietary Data
IN | Medium | Solar PV | Commercial | 250 | 1311.1899 | 327797.4648 | 14.97% | 19.8% | 96.8% | 86% | 97.2% | 99.2% | 100% | 1.21 | 25 | 15 | Indianapolis, IN | 2013 | NREL ATB: Commercial Solar | LBL Tracking the Sun | DNV Proprietary Data
IN | Medium | Solar PV | Commercial | 250 | 1313.5818 | 328395.4475 | 15% | 19.8% | 97.5% | 86% | 97.37% | 99.25% | 100% | 1.21 | 25 | 15 | Indianapolis, IN | 2014 | NREL ATB: Commercial Solar | LBL Tracking the Sun | DNV Proprietary Data
IN | Medium | Solar PV | Commercial | 250 | 1314.9797 | 328744.9297 | 15.01% | 20% | 98% | 86% | 97.72% | 99.35% | 100% | 1.21 | 25 | 15 | Indianapolis, IN | 2015 | NREL ATB: Commercial Solar | LBL Tracking the Sun | DNV Proprietary Data
IN | Medium | Solar PV | Commercial | 250 | 1317.4204 | 329355.1054 | 15.04% | 20% | 98% | 86% | 97.72% | 99.35% | 100% | 1.21 | 25 | 16 | Indianapolis, IN | 2016 | NREL ATB: Commercial Solar | LBL Tracking the Sun | DNV Proprietary Data
IN | Medium | Solar PV | Commercial | 250 | 1319.5727 | 329893.1762 | 15.06% | 20.2% | 98% | 86% | 97.72% | 99.35% | 100% | 1.21 | 25 | 17 | Indianapolis, IN | 2017 | NREL ATB: Commercial Solar | LBL Tracking the Sun | DNV Proprietary Data
IN | Medium | Solar PV | Commercial | 250 | 1321.6976 | 330424.3908 | 15.09% | 20.2% | 98% | 85.9% | 97.72% | 99.35% | 100% | 1.21 | 25 | 18 | Indianapolis, IN | 2018 | NREL ATB: Commercial Solar | LBL Tracking the Sun | DNV Proprietary Data
IN | Medium | Solar PV | Commercial | 250 | 1323.952 | 330988.0029 | 15.11% | 20.8% | 98% | 85.9% | 97.72% | 99.35% | 100% | 1.21 | 25 | 18 | Indianapolis, IN | 2019 | NREL ATB: Commercial Solar | LBL Tracking the Sun | DNV Proprietary Data
IN | Medium | Solar PV | Commercial | 250 | 1326.2054 | 331551.3557 | 15.14% | 20.8% | 98% | 85.9% | 97.72% | 99.35% | 100% | 1.21 | 25 | 18 | Indianapolis, IN | 2020 | NREL ATB: Commercial Solar | LBL Tracking the Sun | DNV Proprietary Data
IN | Medium | Solar PV | Commercial | 250 | 1328.1032 | 332025.8064 | 15.16% | 21% | 98% | 85.9% | 97.72% | 99.35% | 100% | 1.21 | 25 | 20 | Indianapolis, IN | 2021 | NREL ATB: Commercial Solar | LBL Tracking the Sun | DNV Proprietary Data
IN | Medium | Solar PV | Commercial | 250 | 1328.1032 | 332025.8064 | 15.17% | 21% | 98% | 85.9% | 97.72% | 99.35% | 100% | 1.21 | 25 | 20 | Indianapolis, IN | 2022 | NREL ATB: Commercial Solar | LBL Tracking the Sun | DNV Proprietary Data
IN | Small 1 | Solar PV | Commercial | 33.83 | 1308.785 | 44276.1953 | 14.94% | 19.8% | 95.9% | 86% | 97.02% | 99.15% | 100% | 1.17 | 25 | 15 | Indianapolis, IN | 2012 | NREL ATB: Commercial Solar | LBL Tracking the Sun | DNV Proprietary Data
IN | Small 1 | Solar PV | Commercial | 37.4 | 1310.9575 | 49029.8118 | 14.97% | 19.8% | 96.8% | 86% | 97.2% | 99.2% | 100% | 1.17 | 25 | 15 | Indianapolis, IN | 2013 | NREL ATB: Commercial Solar | LBL Tracking the Sun | DNV Proprietary Data
IN | Small 1 | Solar PV | Commercial | 34.68 | 1313.137 | 45539.5905 | 14.99% | 19.8% | 97.5% | 86% | 97.37% | 99.25% | 100% | 1.17 | 25 | 15 | Indianapolis, IN | 2014 | NREL ATB: Commercial Solar | LBL Tracking the Sun | DNV Proprietary Data
IN | Small 1 | Solar PV | Commercial | 32.81 | 1315.0286 | 43146.0878 | 15.01% | 20% | 98% | 86% | 97.72% | 99.35% | 100% | 1.17 | 25 | 15 | Indianapolis, IN | 2015 | NREL ATB: Commercial Solar | LBL Tracking the Sun | DNV Proprietary Data
IN | Small 1 | Solar PV | Commercial | 33.15 | 1316.6045 | 43645.439 | 15.03% | 20% | 98% | 86% | 97.72% | 99.35% | 100% | 1.17 | 25 | 16 | Indianapolis, IN | 2016 | NREL ATB: Commercial Solar | LBL Tracking the Sun | DNV Proprietary Data
IN | Small 1 | Solar PV | Commercial | 38.76 | 1318.73 | 51113.973 | 15.05% | 20.2% | 98% | 86% | 97.72% | 99.35% | 100% | 1.17 | 25 | 17 | Indianapolis, IN | 2017 | NREL ATB: Commercial Solar | LBL Tracking the Sun | DNV Proprietary Data
IN | Small 1 | Solar PV | Commercial | 39.27 | 1320.9717 | 51874.5589 | 15.08% | 20.2% | 98% | 85.9% | 97.72% | 99.35% | 100% | 1.17 | 25 | 18 | Indianapolis, IN | 2018 | NREL ATB: Commercial Solar | LBL Tracking the Sun | DNV Proprietary Data
IN | Small 1 | Solar PV | Commercial | 38.25 | 1323.0804 | 50607.8257 | 15.1% | 20.8% | 98% | 85.9% | 97.72% | 99.35% | 100% | 1.17 | 25 | 18 | Indianapolis, IN | 2019 | NREL ATB: Commercial Solar | LBL Tracking the Sun | DNV Proprietary Data
IN | Small 1 | Solar PV | Commercial | 36.38 | 1325.2803 | 48213.6972 | 15.13% | 20.8% | 98% | 85.9% | 97.72% | 99.35% | 100% | 1.17 | 25 | 18 | Indianapolis, IN | 2020 | NREL ATB: Commercial Solar | LBL Tracking the Sun | DNV Proprietary Data
IN | Small 1 | Solar PV | Commercial | 32.64 | 1327.5885 | 43332.4885 | 15.16% | 21% | 98% | 85.9% | 97.72% | 99.35% | 100% | 1.17 | 25 | 20 | Indianapolis, IN | 2021 | NREL ATB: Commercial Solar | LBL Tracking the Sun | DNV Proprietary Data
IN | Small 1 | Solar PV | Commercial | 34.1193 | 1328.083 | 45313.3269 | 15.16% | 21% | 98% | 85.9% | 97.72% | 99.35% | 100% | 1.17 | 25 | 20 | Indianapolis, IN | 2022 | NREL ATB: Commercial Solar | LBL Tracking the Sun | DNV Proprietary Data
IN | Small 2 | Solar PV | Commercial | 100 | 1308.785 | 130878.4964 | 14.94% | 19.8% | 95.9% | 86% | 97.02% | 99.15% | 100% | 1.17 | 25 | 15 | Indianapolis, IN | 2012 | NREL ATB: Commercial Solar | LBL Tracking the Sun | DNV Proprietary Data
IN | Small 2 | Solar PV | Commercial | 100 | 1310.9575 | 131095.7535 | 14.97% | 19.8% | 96.8% | 86% | 97.2% | 99.2% | 100% | 1.17 | 25 | 15 | Indianapolis, IN | 2013 | NREL ATB: Commercial Solar | LBL Tracking the Sun | DNV Proprietary Data
IN | Small 2 | Solar PV | Commercial | 100 | 1313.137 | 131313.6981 | 14.99% | 19.8% | 97.5% | 86% | 97.37% | 99.25% | 100% | 1.17 | 25 | 15 | Indianapolis, IN | 2014 | NREL ATB: Commercial Solar | LBL Tracking the Sun | DNV Proprietary Data
IN | Small 2 | Solar PV | Commercial | 100 | 1315.0286 | 131502.8582 | 15.01% | 20% | 98% | 86% | 97.72% | 99.35% | 100% | 1.17 | 25 | 15 | Indianapolis, IN | 2015 | NREL ATB: Commercial Solar | LBL Tracking the Sun | DNV Proprietary Data
IN | Small 2 | Solar PV | Commercial | 100 | 1316.6045 | 131660.4493 | 15.03% | 20% | 98% | 86% | 97.72% | 99.35% | 100% | 1.17 | 25 | 16 | Indianapolis, IN | 2016 | NREL ATB: Commercial Solar | LBL Tracking the Sun | DNV Proprietary Data
IN | Small 2 | Solar PV | Commercial | 100 | 1318.73 | 131872.9953 | 15.05% | 20.2% | 98% | 86% | 97.72% | 99.35% | 100% | 1.17 | 25 | 17 | Indianapolis, IN | 2017 | NREL ATB: Commercial Solar | LBL Tracking the Sun | DNV Proprietary Data
IN | Small 2 | Solar PV | Commercial | 100 | 1320.9717 | 132097.1705 | 15.08% | 20.2% | 98% | 85.9% | 97.72% | 99.35% | 100% | 1.17 | 25 | 18 | Indianapolis, IN | 2018 | NREL ATB: Commercial Solar | LBL Tracking the Sun | DNV Proprietary Data
IN | Small 2 | Solar PV | Commercial | 100 | 1323.0804 | 132308.0411 | 15.1% | 20.8% | 98% | 85.9% | 97.72% | 99.35% | 100% | 1.17 | 25 | 18 | Indianapolis, IN | 2019 | NREL ATB: Commercial Solar | LBL Tracking the Sun | DNV Proprietary Data
IN | Small 2 | Solar PV | Commercial | 100 | 1325.2803 | 132528.0298 | 15.13% | 20.8% | 98% | 85.9% | 97.72% | 99.35% | 100% | 1.17 | 25 | 18 | Indianapolis, IN | 2020 | NREL ATB: Commercial Solar | LBL Tracking the Sun | DNV Proprietary Data
IN | Small 2 | Solar PV | Commercial | 100 | 1327.5885 | 132758.8496 | 15.16% | 21% | 98% | 85.9% | 97.72% | 99.35% | 100% | 1.17 | 25 | 20 | Indianapolis, IN | 2021 | NREL ATB: Commercial Solar | LBL Tracking the Sun | DNV Proprietary Data
IN | Small 2 | Solar PV | Commercial | 100 | 1327.5885 | 132758.8496 | 15.16% | 21% | 98% | 85.9% | 97.72% | 99.35% | 100% | 1.17 | 25 | 20 | Indianapolis, IN | 2022 | NREL ATB: Commercial Solar | LBL Tracking the Sun | DNV Proprietary Data
KS | Large 2 | Solar PV | Commercial | 1000 | 1509.54 | 1509540.0309 | 17.23% | 19.8% | 95.9% | 86% | 97.02% | 99.15% | 100% | 1.23 | 25 | 15 | Wichita, KS | 2012 | NREL ATB: Commercial Solar | LBL Tracking the Sun | DNV Proprietary Data
KS | Large 2 | Solar PV | Commercial | 1000 | 1511.0988 | 1511098.787 | 17.25% | 19.8% | 96.8% | 86% | 97.2% | 99.2% | 100% | 1.23 | 25 | 15 | Wichita, KS | 2013 | NREL ATB: Commercial Solar | LBL Tracking the Sun | DNV Proprietary Data
KS | Large 2 | Solar PV | Commercial | 1000 | 1513.2351 | 1513235.0969 | 17.27% | 19.8% | 97.5% | 86% | 97.37% | 99.25% | 100% | 1.23 | 25 | 15 | Wichita, KS | 2014 | NREL ATB: Commercial Solar | LBL Tracking the Sun | DNV Proprietary Data
KS | Large 2 | Solar PV | Commercial | 1000 | 1515.4822 | 1515482.175 | 17.3% | 20% | 98% | 86% | 97.72% | 99.35% | 100% | 1.23 | 25 | 15 | Wichita, KS | 2015 | NREL ATB: Commercial Solar | LBL Tracking the Sun | DNV Proprietary Data
KS | Large 2 | Solar PV | Commercial | 1000 | 1517.7716 | 1517771.6376 | 17.33% | 20% | 98% | 86% | 97.72% | 99.35% | 100% | 1.23 | 25 | 16 | Wichita, KS | 2016 | NREL ATB: Commercial Solar | LBL Tracking the Sun | DNV Proprietary Data
KS | Large 2 | Solar PV | Commercial | 1000 | 1520.6898 | 1520689.7835 | 17.36% | 20.2% | 98% | 86% | 97.72% | 99.35% | 100% | 1.23 | 25 | 17 | Wichita, KS | 2017 | NREL ATB: Commercial Solar | LBL Tracking the Sun | DNV Proprietary Data
KS | Large 2 | Solar PV | Commercial | 1000 | 1522.3527 | 1522352.7188 | 17.38% | 20.2% | 98% | 85.9% | 97.72% | 99.35% | 100% | 1.23 | 25 | 18 | Wichita, KS | 2018 | NREL ATB: Commercial Solar | LBL Tracking the Sun | DNV Proprietary Data
KS | Large 2 | Solar PV | Commercial | 1000 | 1524.4044 | 1524404.3746 | 17.4% | 20.8% | 98% | 85.9% | 97.72% | 99.35% | 100% | 1.23 | 25 | 18 | Wichita, KS | 2019 | NREL ATB: Commercial Solar | LBL Tracking the Sun | DNV Proprietary Data
KS | Large 2 | Solar PV | Commercial | 1000 | 1526.7731 | 1526773.0553 | 17.43% | 20.8% | 98% | 85.9% | 97.72% | 99.35% | 100% | 1.23 | 25 | 18 | Wichita, KS | 2020 | NREL ATB: Commercial Solar | LBL Tracking the Sun | DNV Proprietary Data
KS | Large 2 | Solar PV | Commercial | 1000 | 1529.4039 | 1529403.9476 | 17.46% | 21% | 98% | 85.9% | 97.72% | 99.35% | 100% | 1.23 | 25 | 20 | Wichita, KS | 2021 | NREL ATB: Commercial Solar | LBL Tracking the Sun | DNV Proprietary Data
KS | Large 2 | Solar PV | Commercial | 1000 | 1529.4039 | 1529403.9476 | 17.47% | 21% | 98% | 85.9% | 97.72% | 99.35% | 100% | 1.23 | 25 | 20 | Wichita, KS | 2022 | NREL ATB: Commercial Solar | LBL Tracking the Sun | DNV Proprietary Data
KS | Large 1 | Solar PV | Commercial | 500 | 1504.316 | 752157.9904 | 17.17% | 19.8% | 95.9% | 86% | 97.02% | 99.15% | 100% | 1.21 | 25 | 15 | Wichita, KS | 2012 | NREL ATB: Commercial Solar | LBL Tracking the Sun | DNV Proprietary Data
KS | Large 1 | Solar PV | Commercial | 500 | 1507.1519 | 753575.9474 | 17.2% | 19.8% | 96.8% | 86% | 97.2% | 99.2% | 100% | 1.21 | 25 | 15 | Wichita, KS | 2013 | NREL ATB: Commercial Solar | LBL Tracking the Sun | DNV Proprietary Data
KS | Large 1 | Solar PV | Commercial | 500 | 1509.2818 | 754640.8891 | 17.23% | 19.8% | 97.5% | 86% | 97.37% | 99.25% | 100% | 1.21 | 25 | 15 | Wichita, KS | 2014 | NREL ATB: Commercial Solar | LBL Tracking the Sun | DNV Proprietary Data
KS | Large 1 | Solar PV | Commercial | 500 | 1511.3301 | 755665.0743 | 17.25% | 20% | 98% | 86% | 97.72% | 99.35% | 100% | 1.21 | 25 | 15 | Wichita, KS | 2015 | NREL ATB: Commercial Solar | LBL Tracking the Sun | DNV Proprietary Data
KS | Large 1 | Solar PV | Commercial | 500 | 1514.1533 | 757076.6684 | 17.28% | 20% | 98% | 86% | 97.72% | 99.35% | 100% | 1.21 | 25 | 16 | Wichita, KS | 2016 | NREL ATB: Commercial Solar | LBL Tracking the Sun | DNV Proprietary Data
KS | Large 1 | Solar PV | Commercial | 500 | 1516.3011 | 758150.5264 | 17.31% | 20.2% | 98% | 86% | 97.72% | 99.35% | 100% | 1.21 | 25 | 17 | Wichita, KS | 2017 | NREL ATB: Commercial Solar | LBL Tracking the Sun | DNV Proprietary Data
KS | Large 1 | Solar PV | Commercial | 500 | 1517.8682 | 758934.124 | 17.33% | 20.2% | 98% | 85.9% | 97.72% | 99.35% | 100% | 1.21 | 25 | 18 | Wichita, KS | 2018 | NREL ATB: Commercial Solar | LBL Tracking the Sun | DNV Proprietary Data
KS | Large 1 | Solar PV | Commercial | 500 | 1520.6219 | 760310.945 | 17.36% | 20.8% | 98% | 85.9% | 97.72% | 99.35% | 100% | 1.21 | 25 | 18 | Wichita, KS | 2019 | NREL ATB: Commercial Solar | LBL Tracking the Sun | DNV Proprietary Data
KS | Large 1 | Solar PV | Commercial | 500 | 1522.3754 | 761187.7022 | 17.38% | 20.8% | 98% | 85.9% | 97.72% | 99.35% | 100% | 1.21 | 25 | 18 | Wichita, KS | 2020 | NREL ATB: Commercial Solar | LBL Tracking the Sun | DNV Proprietary Data
KS | Large 1 | Solar PV | Commercial | 500 | 1524.0514 | 762025.69 | 17.4% | 21% | 98% | 85.9% | 97.72% | 99.35% | 100% | 1.21 | 25 | 20 | Wichita, KS | 2021 | NREL ATB: Commercial Solar | LBL Tracking the Sun | DNV Proprietary Data
KS | Large 1 | Solar PV | Commercial | 500 | 1524.0514 | 762025.69 | 17.4% | 21% | 98% | 85.9% | 97.72% | 99.35% | 100% | 1.21 | 25 | 20 | Wichita, KS | 2022 | NREL ATB: Commercial Solar | LBL Tracking the Sun | DNV Proprietary Data
KS | Medium | Solar PV | Commercial | 250 | 1502.9403 | 375735.0626 | 17.16% | 19.8% | 95.9% | 86% | 97.02% | 99.15% | 100% | 1.21 | 25 | 15 | Wichita, KS | 2012 | NREL ATB: Commercial Solar | LBL Tracking the Sun | DNV Proprietary Data
KS | Medium | Solar PV | Commercial | 250 | 1505.416 | 376354.0082 | 17.19% | 19.8% | 96.8% | 86% | 97.2% | 99.2% | 100% | 1.21 | 25 | 15 | Wichita, KS | 2013 | NREL ATB: Commercial Solar | LBL Tracking the Sun | DNV Proprietary Data
KS | Medium | Solar PV | Commercial | 250 | 1507.788 | 376946.9905 | 17.21% | 19.8% | 97.5% | 86% | 97.37% | 99.25% | 100% | 1.21 | 25 | 15 | Wichita, KS | 2014 | NREL ATB: Commercial Solar | LBL Tracking the Sun | DNV Proprietary Data
KS | Medium | Solar PV | Commercial | 250 | 1509.705 | 377426.2494 | 17.23% | 20% | 98% | 86% | 97.72% | 99.35% | 100% | 1.21 | 25 | 15 | Wichita, KS | 2015 | NREL ATB: Commercial Solar | LBL Tracking the Sun | DNV Proprietary Data
KS | Medium | Solar PV | Commercial | 250 | 1511.4887 | 377872.1833 | 17.25% | 20% | 98% | 86% | 97.72% | 99.35% | 100% | 1.21 | 25 | 16 | Wichita, KS | 2016 | NREL ATB: Commercial Solar | LBL Tracking the Sun | DNV Proprietary Data
KS | Medium | Solar PV | Commercial | 250 | 1514.011 | 378502.739 | 17.28% | 20.2% | 98% | 86% | 97.72% | 99.35% | 100% | 1.21 | 25 | 17 | Wichita, KS | 2017 | NREL ATB: Commercial Solar | LBL Tracking the Sun | DNV Proprietary Data
KS | Medium | Solar PV | Commercial | 250 | 1516.5528 | 379138.196 | 17.31% | 20.2% | 98% | 85.9% | 97.72% | 99.35% | 100% | 1.21 | 25 | 18 | Wichita, KS | 2018 | NREL ATB: Commercial Solar | LBL Tracking the Sun | DNV Proprietary Data
KS | Medium | Solar PV | Commercial | 250 | 1519.4796 | 379869.9012 | 17.35% | 20.8% | 98% | 85.9% | 97.72% | 99.35% | 100% | 1.21 | 25 | 18 | Wichita, KS | 2019 | NREL ATB: Commercial Solar | LBL Tracking the Sun | DNV Proprietary Data
KS | Medium | Solar PV | Commercial | 250 | 1521.3243 | 380331.0763 | 17.37% | 20.8% | 98% | 85.9% | 97.72% | 99.35% | 100% | 1.21 | 25 | 18 | Wichita, KS | 2020 | NREL ATB: Commercial Solar | LBL Tracking the Sun | DNV Proprietary Data
KS | Medium | Solar PV | Commercial | 250 | 1524.0514 | 381012.845 | 17.4% | 21% | 98% | 85.9% | 97.72% | 99.35% | 100% | 1.21 | 25 | 20 | Wichita, KS | 2021 | NREL ATB: Commercial Solar | LBL Tracking the Sun | DNV Proprietary Data
KS | Medium | Solar PV | Commercial | 250 | 1524.0514 | 381012.845 | 17.4% | 21% | 98% | 85.9% | 97.72% | 99.35% | 100% | 1.21 | 25 | 20 | Wichita, KS | 2022 | NREL ATB: Commercial Solar | LBL Tracking the Sun | DNV Proprietary Data
KS | Small 1 | Solar PV | Commercial | 33.83 | 1502.1064 | 50816.258 | 17.15% | 19.8% | 95.9% | 86% | 97.02% | 99.15% | 100% | 1.17 | 25 | 15 | Wichita, KS | 2012 | NREL ATB: Commercial Solar | LBL Tracking the Sun | DNV Proprietary Data
KS | Small 1 | Solar PV | Commercial | 37.4 | 1504.751 | 56277.6876 | 17.18% | 19.8% | 96.8% | 86% | 97.2% | 99.2% | 100% | 1.17 | 25 | 15 | Wichita, KS | 2013 | NREL ATB: Commercial Solar | LBL Tracking the Sun | DNV Proprietary Data
KS | Small 1 | Solar PV | Commercial | 34.68 | 1507.3082 | 52273.4472 | 17.21% | 19.8% | 97.5% | 86% | 97.37% | 99.25% | 100% | 1.17 | 25 | 15 | Wichita, KS | 2014 | NREL ATB: Commercial Solar | LBL Tracking the Sun | DNV Proprietary Data
KS | Small 1 | Solar PV | Commercial | 32.81 | 1509.7191 | 49533.8844 | 17.23% | 20% | 98% | 86% | 97.72% | 99.35% | 100% | 1.17 | 25 | 15 | Wichita, KS | 2015 | NREL ATB: Commercial Solar | LBL Tracking the Sun | DNV Proprietary Data
KS | Small 1 | Solar PV | Commercial | 33.15 | 1511.7103 | 50113.1973 | 17.26% | 20% | 98% | 86% | 97.72% | 99.35% | 100% | 1.17 | 25 | 16 | Wichita, KS | 2016 | NREL ATB: Commercial Solar | LBL Tracking the Sun | DNV Proprietary Data
KS | Small 1 | Solar PV | Commercial | 38.76 | 1514.5531 | 58704.0791 | 17.29% | 20.2% | 98% | 86% | 97.72% | 99.35% | 100% | 1.17 | 25 | 17 | Wichita, KS | 2017 | NREL ATB: Commercial Solar | LBL Tracking the Sun | DNV Proprietary Data
KS | Small 1 | Solar PV | Commercial | 39.27 | 1517.4458 | 59590.0983 | 17.32% | 20.2% | 98% | 85.9% | 97.72% | 99.35% | 100% | 1.17 | 25 | 18 | Wichita, KS | 2018 | NREL ATB: Commercial Solar | LBL Tracking the Sun | DNV Proprietary Data
KS | Small 1 | Solar PV | Commercial | 38.25 | 1519.6959 | 58128.3672 | 17.35% | 20.8% | 98% | 85.9% | 97.72% | 99.35% | 100% | 1.17 | 25 | 18 | Wichita, KS | 2019 | NREL ATB: Commercial Solar | LBL Tracking the Sun | DNV Proprietary Data
KS | Small 1 | Solar PV | Commercial | 36.38 | 1521.7112 | 55359.8526 | 17.37% | 20.8% | 98% | 85.9% | 97.72% | 99.35% | 100% | 1.17 | 25 | 18 | Wichita, KS | 2020 | NREL ATB: Commercial Solar | LBL Tracking the Sun | DNV Proprietary Data
KS | Small 1 | Solar PV | Commercial | 32.64 | 1523.6344 | 49731.4276 | 17.39% | 21% | 98% | 85.9% | 97.72% | 99.35% | 100% | 1.17 | 25 | 20 | Wichita, KS | 2021 | NREL ATB: Commercial Solar | LBL Tracking the Sun | DNV Proprietary Data
KS | Small 1 | Solar PV | Commercial | 34.1193 | 1524.202 | 52004.7778 | 17.4% | 21% | 98% | 85.9% | 97.72% | 99.35% | 100% | 1.17 | 25 | 20 | Wichita, KS | 2022 | NREL ATB: Commercial Solar | LBL Tracking the Sun | DNV Proprietary Data
KS | Small 2 | Solar PV | Commercial | 100 | 1502.1064 | 150210.6356 | 17.15% | 19.8% | 95.9% | 86% | 97.02% | 99.15% | 100% | 1.17 | 25 | 15 | Wichita, KS | 2012 | NREL ATB: Commercial Solar | LBL Tracking the Sun | DNV Proprietary Data
KS | Small 2 | Solar PV | Commercial | 100 | 1504.751 | 150475.1005 | 17.18% | 19.8% | 96.8% | 86% | 97.2% | 99.2% | 100% | 1.17 | 25 | 15 | Wichita, KS | 2013 | NREL ATB: Commercial Solar | LBL Tracking the Sun | DNV Proprietary Data
KS | Small 2 | Solar PV | Commercial | 100 | 1507.3082 | 150730.8166 | 17.21% | 19.8% | 97.5% | 86% | 97.37% | 99.25% | 100% | 1.17 | 25 | 15 | Wichita, KS | 2014 | NREL ATB: Commercial Solar | LBL Tracking the Sun | DNV Proprietary Data
KS | Small 2 | Solar PV | Commercial | 100 | 1509.7191 | 150971.9121 | 17.23% | 20% | 98% | 86% | 97.72% | 99.35% | 100% | 1.17 | 25 | 15 | Wichita, KS | 2015 | NREL ATB: Commercial Solar | LBL Tracking the Sun | DNV Proprietary Data
KS | Small 2 | Solar PV | Commercial | 100 | 1511.7103 | 151171.0326 | 17.26% | 20% | 98% | 86% | 97.72% | 99.35% | 100% | 1.17 | 25 | 16 | Wichita, KS | 2016 | NREL ATB: Commercial Solar | LBL Tracking the Sun | DNV Proprietary Data
KS | Small 2 | Solar PV | Commercial | 100 | 1514.5531 | 151455.3123 | 17.29% | 20.2% | 98% | 86% | 97.72% | 99.35% | 100% | 1.17 | 25 | 17 | Wichita, KS | 2017 | NREL ATB: Commercial Solar | LBL Tracking the Sun | DNV Proprietary Data
KS | Small 2 | Solar PV | Commercial | 100 | 1517.4458 | 151744.5844 | 17.32% | 20.2% | 98% | 85.9% | 97.72% | 99.35% | 100% | 1.17 | 25 | 18 | Wichita, KS | 2018 | NREL ATB: Commercial Solar | LBL Tracking the Sun | DNV Proprietary Data
KS | Small 2 | Solar PV | Commercial | 100 | 1519.6959 | 151969.5874 | 17.35% | 20.8% | 98% | 85.9% | 97.72% | 99.35% | 100% | 1.17 | 25 | 18 | Wichita, KS | 2019 | NREL ATB: Commercial Solar | LBL Tracking the Sun | DNV Proprietary Data
KS | Small 2 | Solar PV | Commercial | 100 | 1521.7112 | 152171.1177 | 17.37% | 20.8% | 98% | 85.9% | 97.72% | 99.35% | 100% | 1.17 | 25 | 18 | Wichita, KS | 2020 | NREL ATB: Commercial Solar | LBL Tracking the Sun | DNV Proprietary Data
KS | Small 2 | Solar PV | Commercial | 100 | 1523.6344 | 152363.4425 | 17.39% | 21% | 98% | 85.9% | 97.72% | 99.35% | 100% | 1.17 | 25 | 20 | Wichita, KS | 2021 | NREL ATB: Commercial Solar | LBL Tracking the Sun | DNV Proprietary Data
KS | Small 2 | Solar PV | Commercial | 100 | 1523.6344 | 152363.4425 | 17.4% | 21% | 98% | 85.9% | 97.72% | 99.35% | 100% | 1.17 | 25 | 20 | Wichita, KS | 2022 | NREL ATB: Commercial Solar | LBL Tracking the Sun | DNV Proprietary Data
KY | Large 2 | Solar PV | Commercial | 1000 | 1341.6487 | 1341648.743 | 15.32% | 19.8% | 95.9% | 86% | 97.02% | 99.15% | 100% | 1.23 | 25 | 15 | Lexington, KY | 2012 | NREL ATB: Commercial Solar | LBL Tracking the Sun | DNV Proprietary Data
KY | Large 2 | Solar PV | Commercial | 1000 | 1343.7257 | 1343725.6862 | 15.34% | 19.8% | 96.8% | 86% | 97.2% | 99.2% | 100% | 1.23 | 25 | 15 | Lexington, KY | 2013 | NREL ATB: Commercial Solar | LBL Tracking the Sun | DNV Proprietary Data
KY | Large 2 | Solar PV | Commercial | 1000 | 1345.5451 | 1345545.1181 | 15.36% | 19.8% | 97.5% | 86% | 97.37% | 99.25% | 100% | 1.23 | 25 | 15 | Lexington, KY | 2014 | NREL ATB: Commercial Solar | LBL Tracking the Sun | DNV Proprietary Data
KY | Large 2 | Solar PV | Commercial | 1000 | 1347.9567 | 1347956.7354 | 15.39% | 20% | 98% | 86% | 97.72% | 99.35% | 100% | 1.23 | 25 | 15 | Lexington, KY | 2015 | NREL ATB: Commercial Solar | LBL Tracking the Sun | DNV Proprietary Data
KY | Large 2 | Solar PV | Commercial | 1000 | 1350.4446 | 1350444.6183 | 15.42% | 20% | 98% | 86% | 97.72% | 99.35% | 100% | 1.23 | 25 | 16 | Lexington, KY | 2016 | NREL ATB: Commercial Solar | LBL Tracking the Sun | DNV Proprietary Data
KY | Large 2 | Solar PV | Commercial | 1000 | 1352.7581 | 1352758.1436 | 15.44% | 20.2% | 98% | 86% | 97.72% | 99.35% | 100% | 1.23 | 25 | 17 | Lexington, KY | 2017 | NREL ATB: Commercial Solar | LBL Tracking the Sun | DNV Proprietary Data
KY | Large 2 | Solar PV | Commercial | 1000 | 1354.2685 | 1354268.5369 | 15.46% | 20.2% | 98% | 85.9% | 97.72% | 99.35% | 100% | 1.23 | 25 | 18 | Lexington, KY | 2018 | NREL ATB: Commercial Solar | LBL Tracking the Sun | DNV Proprietary Data
KY | Large 2 | Solar PV | Commercial | 1000 | 1356.3346 | 1356334.6311 | 15.48% | 20.8% | 98% | 85.9% | 97.72% | 99.35% | 100% | 1.23 | 25 | 18 | Lexington, KY | 2019 | NREL ATB: Commercial Solar | LBL Tracking the Sun | DNV Proprietary Data
KY | Large 2 | Solar PV | Commercial | 1000 | 1357.9408 | 1357940.7553 | 15.5% | 20.8% | 98% | 85.9% | 97.72% | 99.35% | 100% | 1.23 | 25 | 18 | Lexington, KY | 2020 | NREL ATB: Commercial Solar | LBL Tracking the Sun | DNV Proprietary Data
KY | Large 2 | Solar PV | Commercial | 1000 | 1359.8689 | 1359868.8891 | 15.52% | 21% | 98% | 85.9% | 97.72% | 99.35% | 100% | 1.23 | 25 | 20 | Lexington, KY | 2021 | NREL ATB: Commercial Solar | LBL Tracking the Sun | DNV Proprietary Data
KY | Large 2 | Solar PV | Commercial | 1000 | 1359.8689 | 1359868.8891 | 15.53% | 21% | 98% | 85.9% | 97.72% | 99.35% | 100% | 1.23 | 25 | 20 | Lexington, KY | 2022 | NREL ATB: Commercial Solar | LBL Tracking the Sun | DNV Proprietary Data
KY | Large 1 | Solar PV | Commercial | 500 | 1336.8526 | 668426.2934 | 15.26% | 19.8% | 95.9% | 86% | 97.02% | 99.15% | 100% | 1.21 | 25 | 15 | Lexington, KY | 2012 | NREL ATB: Commercial Solar | LBL Tracking the Sun | DNV Proprietary Data
KY | Large 1 | Solar PV | Commercial | 500 | 1338.3869 | 669193.4523 | 15.28% | 19.8% | 96.8% | 86% | 97.2% | 99.2% | 100% | 1.21 | 25 | 15 | Lexington, KY | 2013 | NREL ATB: Commercial Solar | LBL Tracking the Sun | DNV Proprietary Data
KY | Large 1 | Solar PV | Commercial | 500 | 1340.7165 | 670358.2665 | 15.3% | 19.8% | 97.5% | 86% | 97.37% | 99.25% | 100% | 1.21 | 25 | 15 | Lexington, KY | 2014 | NREL ATB: Commercial Solar | LBL Tracking the Sun | DNV Proprietary Data
KY | Large 1 | Solar PV | Commercial | 500 | 1342.3444 | 671172.219 | 15.32% | 20% | 98% | 86% | 97.72% | 99.35% | 100% | 1.21 | 25 | 15 | Lexington, KY | 2015 | NREL ATB: Commercial Solar | LBL Tracking the Sun | DNV Proprietary Data
KY | Large 1 | Solar PV | Commercial | 500 | 1344.3951 | 672197.5398 | 15.35% | 20% | 98% | 86% | 97.72% | 99.35% | 100% | 1.21 | 25 | 16 | Lexington, KY | 2016 | NREL ATB: Commercial Solar | LBL Tracking the Sun | DNV Proprietary Data
KY | Large 1 | Solar PV | Commercial | 500 | 1345.7482 | 672874.0987 | 15.36% | 20.2% | 98% | 86% | 97.72% | 99.35% | 100% | 1.21 | 25 | 17 | Lexington, KY | 2017 | NREL ATB: Commercial Solar | LBL Tracking the Sun | DNV Proprietary Data
KY | Large 1 | Solar PV | Commercial | 500 | 1347.8439 | 673921.9291 | 15.39% | 20.2% | 98% | 85.9% | 97.72% | 99.35% | 100% | 1.21 | 25 | 18 | Lexington, KY | 2018 | NREL ATB: Commercial Solar | LBL Tracking the Sun | DNV Proprietary Data
KY | Large 1 | Solar PV | Commercial | 500 | 1349.4544 | 674727.1841 | 15.4% | 20.8% | 98% | 85.9% | 97.72% | 99.35% | 100% | 1.21 | 25 | 18 | Lexington, KY | 2019 | NREL ATB: Commercial Solar | LBL Tracking the Sun | DNV Proprietary Data
KY | Large 1 | Solar PV | Commercial | 500 | 1351.7868 | 675893.3781 | 15.43% | 20.8% | 98% | 85.9% | 97.72% | 99.35% | 100% | 1.21 | 25 | 18 | Lexington, KY | 2020 | NREL ATB: Commercial Solar | LBL Tracking the Sun | DNV Proprietary Data
KY | Large 1 | Solar PV | Commercial | 500 | 1354.4214 | 677210.7102 | 15.46% | 21% | 98% | 85.9% | 97.72% | 99.35% | 100% | 1.21 | 25 | 20 | Lexington, KY | 2021 | NREL ATB: Commercial Solar | LBL Tracking the Sun | DNV Proprietary Data
KY | Large 1 | Solar PV | Commercial | 500 | 1354.4214 | 677210.7102 | 15.47% | 21% | 98% | 85.9% | 97.72% | 99.35% | 100% | 1.21 | 25 | 20 | Lexington, KY | 2022 | NREL ATB: Commercial Solar | LBL Tracking the Sun | DNV Proprietary Data
KY | Medium | Solar PV | Commercial | 250 | 1336.4735 | 334118.3871 | 15.26% | 19.8% | 95.9% | 86% | 97.02% | 99.15% | 100% | 1.21 | 25 | 15 | Lexington, KY | 2012 | NREL ATB: Commercial Solar | LBL Tracking the Sun | DNV Proprietary Data
KY | Medium | Solar PV | Commercial | 250 | 1338.7604 | 334690.0937 | 15.28% | 19.8% | 96.8% | 86% | 97.2% | 99.2% | 100% | 1.21 | 25 | 15 | Lexington, KY | 2013 | NREL ATB: Commercial Solar | LBL Tracking the Sun | DNV Proprietary Data
KY | Medium | Solar PV | Commercial | 250 | 1340.3879 | 335096.9802 | 15.3% | 19.8% | 97.5% | 86% | 97.37% | 99.25% | 100% | 1.21 | 25 | 15 | Lexington, KY | 2014 | NREL ATB: Commercial Solar | LBL Tracking the Sun | DNV Proprietary Data
KY | Medium | Solar PV | Commercial | 250 | 1342.0096 | 335502.3937 | 15.32% | 20% | 98% | 86% | 97.72% | 99.35% | 100% | 1.21 | 25 | 15 | Lexington, KY | 2015 | NREL ATB: Commercial Solar | LBL Tracking the Sun | DNV Proprietary Data
KY | Medium | Solar PV | Commercial | 250 | 1343.6233 | 335905.8232 | 15.34% | 20% | 98% | 86% | 97.72% | 99.35% | 100% | 1.21 | 25 | 16 | Lexington, KY | 2016 | NREL ATB: Commercial Solar | LBL Tracking the Sun | DNV Proprietary Data
KY | Medium | Solar PV | Commercial | 250 | 1346.2444 | 336561.0888 | 15.37% | 20.2% | 98% | 86% | 97.72% | 99.35% | 100% | 1.21 | 25 | 17 | Lexington, KY | 2017 | NREL ATB: Commercial Solar | LBL Tracking the Sun | DNV Proprietary Data
KY | Medium | Solar PV | Commercial | 250 | 1348.6021 | 337150.5233 | 15.4% | 20.2% | 98% | 85.9% | 97.72% | 99.35% | 100% | 1.21 | 25 | 18 | Lexington, KY | 2018 | NREL ATB: Commercial Solar | LBL Tracking the Sun | DNV Proprietary Data
KY | Medium | Solar PV | Commercial | 250 | 1351.0911 | 337772.7652 | 15.42% | 20.8% | 98% | 85.9% | 97.72% | 99.35% | 100% | 1.21 | 25 | 18 | Lexington, KY | 2019 | NREL ATB: Commercial Solar | LBL Tracking the Sun | DNV Proprietary Data
KY | Medium | Solar PV | Commercial | 250 | 1352.4837 | 338120.9288 | 15.44% | 20.8% | 98% | 85.9% | 97.72% | 99.35% | 100% | 1.21 | 25 | 18 | Lexington, KY | 2020 | NREL ATB: Commercial Solar | LBL Tracking the Sun | DNV Proprietary Data
KY | Medium | Solar PV | Commercial | 250 | 1354.4214 | 338605.3551 | 15.46% | 21% | 98% | 85.9% | 97.72% | 99.35% | 100% | 1.21 | 25 | 20 | Lexington, KY | 2021 | NREL ATB: Commercial Solar | LBL Tracking the Sun | DNV Proprietary Data
KY | Medium | Solar PV | Commercial | 250 | 1354.4214 | 338605.3551 | 15.47% | 21% | 98% | 85.9% | 97.72% | 99.35% | 100% | 1.21 | 25 | 20 | Lexington, KY | 2022 | NREL ATB: Commercial Solar | LBL Tracking the Sun | DNV Proprietary Data
KY | Small 1 | Solar PV | Commercial | 33.83 | 1335.2383 | 45171.1104 | 15.24% | 19.8% | 95.9% | 86% | 97.02% | 99.15% | 100% | 1.17 | 25 | 15 | Lexington, KY | 2012 | NREL ATB: Commercial Solar | LBL Tracking the Sun | DNV Proprietary Data
KY | Small 1 | Solar PV | Commercial | 37.4 | 1337.6757 | 50029.0712 | 15.27% | 19.8% | 96.8% | 86% | 97.2% | 99.2% | 100% | 1.17 | 25 | 15 | Lexington, KY | 2013 | NREL ATB: Commercial Solar | LBL Tracking the Sun | DNV Proprietary Data
KY | Small 1 | Solar PV | Commercial | 34.68 | 1340.217 | 46478.7273 | 15.3% | 19.8% | 97.5% | 86% | 97.37% | 99.25% | 100% | 1.17 | 25 | 15 | Lexington, KY | 2014 | NREL ATB: Commercial Solar | LBL Tracking the Sun | DNV Proprietary Data
KY | Small 1 | Solar PV | Commercial | 32.81 | 1342.0339 | 44032.1312 | 15.32% | 20% | 98% | 86% | 97.72% | 99.35% | 100% | 1.17 | 25 | 15 | Lexington, KY | 2015 | NREL ATB: Commercial Solar | LBL Tracking the Sun | DNV Proprietary Data
KY | Small 1 | Solar PV | Commercial | 33.15 | 1343.9387 | 44551.5663 | 15.34% | 20% | 98% | 86% | 97.72% | 99.35% | 100% | 1.17 | 25 | 16 | Lexington, KY | 2016 | NREL ATB: Commercial Solar | LBL Tracking the Sun | DNV Proprietary Data
KY | Small 1 | Solar PV | Commercial | 38.76 | 1346.1651 | 52177.3577 | 15.37% | 20.2% | 98% | 86% | 97.72% | 99.35% | 100% | 1.17 | 25 | 17 | Lexington, KY | 2017 | NREL ATB: Commercial Solar | LBL Tracking the Sun | DNV Proprietary Data
KY | Small 1 | Solar PV | Commercial | 39.27 | 1348.2278 | 52944.9042 | 15.39% | 20.2% | 98% | 85.9% | 97.72% | 99.35% | 100% | 1.17 | 25 | 18 | Lexington, KY | 2018 | NREL ATB: Commercial Solar | LBL Tracking the Sun | DNV Proprietary Data
KY | Small 1 | Solar PV | Commercial | 38.25 | 1350.6238 | 51661.3616 | 15.42% | 20.8% | 98% | 85.9% | 97.72% | 99.35% | 100% | 1.17 | 25 | 18 | Lexington, KY | 2019 | NREL ATB: Commercial Solar | LBL Tracking the Sun | DNV Proprietary Data
KY | Small 1 | Solar PV | Commercial | 36.38 | 1352.4027 | 49200.4104 | 15.44% | 20.8% | 98% | 85.9% | 97.72% | 99.35% | 100% | 1.17 | 25 | 18 | Lexington, KY | 2020 | NREL ATB: Commercial Solar | LBL Tracking the Sun | DNV Proprietary Data
KY | Small 1 | Solar PV | Commercial | 32.64 | 1353.9437 | 44192.7238 | 15.46% | 21% | 98% | 85.9% | 97.72% | 99.35% | 100% | 1.17 | 25 | 20 | Lexington, KY | 2021 | NREL ATB: Commercial Solar | LBL Tracking the Sun | DNV Proprietary Data
KY | Small 1 | Solar PV | Commercial | 34.1193 | 1354.4481 | 46212.8857 | 15.46% | 21% | 98% | 85.9% | 97.72% | 99.35% | 100% | 1.17 | 25 | 20 | Lexington, KY | 2022 | NREL ATB: Commercial Solar | LBL Tracking the Sun | DNV Proprietary Data
KY | Small 2 | Solar PV | Commercial | 100 | 1335.2383 | 133523.8261 | 15.24% | 19.8% | 95.9% | 86% | 97.02% | 99.15% | 100% | 1.17 | 25 | 15 | Lexington, KY | 2012 | NREL ATB: Commercial Solar | LBL Tracking the Sun | DNV Proprietary Data
KY | Small 2 | Solar PV | Commercial | 100 | 1337.6757 | 133767.5702 | 15.27% | 19.8% | 96.8% | 86% | 97.2% | 99.2% | 100% | 1.17 | 25 | 15 | Lexington, KY | 2013 | NREL ATB: Commercial Solar | LBL Tracking the Sun | DNV Proprietary Data
KY | Small 2 | Solar PV | Commercial | 100 | 1340.217 | 134021.7049 | 15.3% | 19.8% | 97.5% | 86% | 97.37% | 99.25% | 100% | 1.17 | 25 | 15 | Lexington, KY | 2014 | NREL ATB: Commercial Solar | LBL Tracking the Sun | DNV Proprietary Data
KY | Small 2 | Solar PV | Commercial | 100 | 1342.0339 | 134203.3869 | 15.32% | 20% | 98% | 86% | 97.72% | 99.35% | 100% | 1.17 | 25 | 15 | Lexington, KY | 2015 | NREL ATB: Commercial Solar | LBL Tracking the Sun | DNV Proprietary Data
KY | Small 2 | Solar PV | Commercial | 100 | 1343.9387 | 134393.8652 | 15.34% | 20% | 98% | 86% | 97.72% | 99.35% | 100% | 1.17 | 25 | 16 | Lexington, KY | 2016 | NREL ATB: Commercial Solar | LBL Tracking the Sun | DNV Proprietary Data
KY | Small 2 | Solar PV | Commercial | 100 | 1346.1651 | 134616.506 | 15.37% | 20.2% | 98% | 86% | 97.72% | 99.35% | 100% | 1.17 | 25 | 17 | Lexington, KY | 2017 | NREL ATB: Commercial Solar | LBL Tracking the Sun | DNV Proprietary Data
KY | Small 2 | Solar PV | Commercial | 100 | 1348.2278 | 134822.7763 | 15.39% | 20.2% | 98% | 85.9% | 97.72% | 99.35% | 100% | 1.17 | 25 | 18 | Lexington, KY | 2018 | NREL ATB: Commercial Solar | LBL Tracking the Sun | DNV Proprietary Data
KY | Small 2 | Solar PV | Commercial | 100 | 1350.6238 | 135062.3832 | 15.42% | 20.8% | 98% | 85.9% | 97.72% | 99.35% | 100% | 1.17 | 25 | 18 | Lexington, KY | 2019 | NREL ATB: Commercial Solar | LBL Tracking the Sun | DNV Proprietary Data
KY | Small 2 | Solar PV | Commercial | 100 | 1352.4027 | 135240.2705 | 15.44% | 20.8% | 98% | 85.9% | 97.72% | 99.35% | 100% | 1.17 | 25 | 18 | Lexington, KY | 2020 | NREL ATB: Commercial Solar | LBL Tracking the Sun | DNV Proprietary Data
KY | Small 2 | Solar PV | Commercial | 100 | 1353.9437 | 135394.3742 | 15.46% | 21% | 98% | 85.9% | 97.72% | 99.35% | 100% | 1.17 | 25 | 20 | Lexington, KY | 2021 | NREL ATB: Commercial Solar | LBL Tracking the Sun | DNV Proprietary Data
KY | Small 2 | Solar PV | Commercial | 100 | 1353.9437 | 135394.3742 | 15.46% | 21% | 98% | 85.9% | 97.72% | 99.35% | 100% | 1.17 | 25 | 20 | Lexington, KY | 2022 | NREL ATB: Commercial Solar | LBL Tracking the Sun | DNV Proprietary Data
LA | Large 2 | Solar PV | Commercial | 1000 | 1460.1808 | 1460180.7607 | 16.67% | 19.8% | 95.9% | 86% | 97.02% | 99.15% | 100% | 1.23 | 25 | 15 | Baton Rouge, LA | 2012 | NREL ATB: Commercial Solar | LBL Tracking the Sun | DNV Proprietary Data
LA | Large 2 | Solar PV | Commercial | 1000 | 1461.7629 | 1461762.9079 | 16.69% | 19.8% | 96.8% | 86% | 97.2% | 99.2% | 100% | 1.23 | 25 | 15 | Baton Rouge, LA | 2013 | NREL ATB: Commercial Solar | LBL Tracking the Sun | DNV Proprietary Data
LA | Large 2 | Solar PV | Commercial | 1000 | 1463.7652 | 1463765.2129 | 16.71% | 19.8% | 97.5% | 86% | 97.37% | 99.25% | 100% | 1.23 | 25 | 15 | Baton Rouge, LA | 2014 | NREL ATB: Commercial Solar | LBL Tracking the Sun | DNV Proprietary Data
LA | Large 2 | Solar PV | Commercial | 1000 | 1466.0065 | 1466006.5432 | 16.74% | 20% | 98% | 86% | 97.72% | 99.35% | 100% | 1.23 | 25 | 15 | Baton Rouge, LA | 2015 | NREL ATB: Commercial Solar | LBL Tracking the Sun | DNV Proprietary Data
LA | Large 2 | Solar PV | Commercial | 1000 | 1468.3893 | 1468389.2688 | 16.76% | 20% | 98% | 86% | 97.72% | 99.35% | 100% | 1.23 | 25 | 16 | Baton Rouge, LA | 2016 | NREL ATB: Commercial Solar | LBL Tracking the Sun | DNV Proprietary Data
LA | Large 2 | Solar PV | Commercial | 1000 | 1470.2504 | 1470250.4008 | 16.78% | 20.2% | 98% | 86% | 97.72% | 99.35% | 100% | 1.23 | 25 | 17 | Baton Rouge, LA | 2017 | NREL ATB: Commercial Solar | LBL Tracking the Sun | DNV Proprietary Data
LA | Large 2 | Solar PV | Commercial | 1000 | 1471.9668 | 1471966.7967 | 16.8% | 20.2% | 98% | 85.9% | 97.72% | 99.35% | 100% | 1.23 | 25 | 18 | Baton Rouge, LA | 2018 | NREL ATB: Commercial Solar | LBL Tracking the Sun | DNV Proprietary Data
LA | Large 2 | Solar PV | Commercial | 1000 | 1473.6759 | 1473675.8528 | 16.82% | 20.8% | 98% | 85.9% | 97.72% | 99.35% | 100% | 1.23 | 25 | 18 | Baton Rouge, LA | 2019 | NREL ATB: Commercial Solar | LBL Tracking the Sun | DNV Proprietary Data
LA | Large 2 | Solar PV | Commercial | 1000 | 1475.9826 | 1475982.6115 | 16.85% | 20.8% | 98% | 85.9% | 97.72% | 99.35% | 100% | 1.23 | 25 | 18 | Baton Rouge, LA | 2020 | NREL ATB: Commercial Solar | LBL Tracking the Sun | DNV Proprietary Data
LA | Large 2 | Solar PV | Commercial | 1000 | 1478.9204 | 1478920.4324 | 16.88% | 21% | 98% | 85.9% | 97.72% | 99.35% | 100% | 1.23 | 25 | 20 | Baton Rouge, LA | 2021 | NREL ATB: Commercial Solar | LBL Tracking the Sun | DNV Proprietary Data
LA | Large 2 | Solar PV | Commercial | 1000 | 1478.9204 | 1478920.4324 | 16.89% | 21% | 98% | 85.9% | 97.72% | 99.35% | 100% | 1.23 | 25 | 20 | Baton Rouge, LA | 2022 | NREL ATB: Commercial Solar | LBL Tracking the Sun | DNV Proprietary Data
LA | Large 1 | Solar PV | Commercial | 500 | 1448.9876 | 724493.7927 | 16.54% | 19.8% | 95.9% | 86% | 97.02% | 99.15% | 100% | 1.21 | 25 | 15 | Baton Rouge, LA | 2012 | NREL ATB: Commercial Solar | LBL Tracking the Sun | DNV Proprietary Data
LA | Large 1 | Solar PV | Commercial | 500 | 1450.968 | 725484.0002 | 16.56% | 19.8% | 96.8% | 86% | 97.2% | 99.2% | 100% | 1.21 | 25 | 15 | Baton Rouge, LA | 2013 | NREL ATB: Commercial Solar | LBL Tracking the Sun | DNV Proprietary Data
LA | Large 1 | Solar PV | Commercial | 500 | 1452.8151 | 726407.5708 | 16.58% | 19.8% | 97.5% | 86% | 97.37% | 99.25% | 100% | 1.21 | 25 | 15 | Baton Rouge, LA | 2014 | NREL ATB: Commercial Solar | LBL Tracking the Sun | DNV Proprietary Data
LA | Large 1 | Solar PV | Commercial | 500 | 1455.6007 | 727800.3476 | 16.62% | 20% | 98% | 86% | 97.72% | 99.35% | 100% | 1.21 | 25 | 15 | Baton Rouge, LA | 2015 | NREL ATB: Commercial Solar | LBL Tracking the Sun | DNV Proprietary Data
LA | Large 1 | Solar PV | Commercial | 500 | 1458.0704 | 729035.1787 | 16.64% | 20% | 98% | 86% | 97.72% | 99.35% | 100% | 1.21 | 25 | 16 | Baton Rouge, LA | 2016 | NREL ATB: Commercial Solar | LBL Tracking the Sun | DNV Proprietary Data
LA | Large 1 | Solar PV | Commercial | 500 | 1460.364 | 730182.0173 | 16.67% | 20.2% | 98% | 86% | 97.72% | 99.35% | 100% | 1.21 | 25 | 17 | Baton Rouge, LA | 2017 | NREL ATB: Commercial Solar | LBL Tracking the Sun | DNV Proprietary Data
LA | Large 1 | Solar PV | Commercial | 500 | 1461.8526 | 730926.3165 | 16.69% | 20.2% | 98% | 85.9% | 97.72% | 99.35% | 100% | 1.21 | 25 | 18 | Baton Rouge, LA | 2018 | NREL ATB: Commercial Solar | LBL Tracking the Sun | DNV Proprietary Data
LA | Large 1 | Solar PV | Commercial | 500 | 1464.604 | 732301.9936 | 16.72% | 20.8% | 98% | 85.9% | 97.72% | 99.35% | 100% | 1.21 | 25 | 18 | Baton Rouge, LA | 2019 | NREL ATB: Commercial Solar | LBL Tracking the Sun | DNV Proprietary Data
LA | Large 1 | Solar PV | Commercial | 500 | 1466.189 | 733094.5182 | 16.74% | 20.8% | 98% | 85.9% | 97.72% | 99.35% | 100% | 1.21 | 25 | 18 | Baton Rouge, LA | 2020 | NREL ATB: Commercial Solar | LBL Tracking the Sun | DNV Proprietary Data
LA | Large 1 | Solar PV | Commercial | 500 | 1468.9477 | 734473.8341 | 16.77% | 21% | 98% | 85.9% | 97.72% | 99.35% | 100% | 1.21 | 25 | 20 | Baton Rouge, LA | 2021 | NREL ATB: Commercial Solar | LBL Tracking the Sun | DNV Proprietary Data
LA | Large 1 | Solar PV | Commercial | 500 | 1468.9477 | 734473.8341 | 16.78% | 21% | 98% | 85.9% | 97.72% | 99.35% | 100% | 1.21 | 25 | 20 | Baton Rouge, LA | 2022 | NREL ATB: Commercial Solar | LBL Tracking the Sun | DNV Proprietary Data
LA | Medium | Solar PV | Commercial | 250 | 1448.1377 | 362034.4135 | 16.53% | 19.8% | 95.9% | 86% | 97.02% | 99.15% | 100% | 1.21 | 25 | 15 | Baton Rouge, LA | 2012 | NREL ATB: Commercial Solar | LBL Tracking the Sun | DNV Proprietary Data
LA | Medium | Solar PV | Commercial | 250 | 1450.0111 | 362502.7683 | 16.55% | 19.8% | 96.8% | 86% | 97.2% | 99.2% | 100% | 1.21 | 25 | 15 | Baton Rouge, LA | 2013 | NREL ATB: Commercial Solar | LBL Tracking the Sun | DNV Proprietary Data
LA | Medium | Solar PV | Commercial | 250 | 1452.5718 | 363142.9424 | 16.58% | 19.8% | 97.5% | 86% | 97.37% | 99.25% | 100% | 1.21 | 25 | 15 | Baton Rouge, LA | 2014 | NREL ATB: Commercial Solar | LBL Tracking the Sun | DNV Proprietary Data
LA | Medium | Solar PV | Commercial | 250 | 1454.6329 | 363658.2129 | 16.61% | 20% | 98% | 86% | 97.72% | 99.35% | 100% | 1.21 | 25 | 15 | Baton Rouge, LA | 2015 | NREL ATB: Commercial Solar | LBL Tracking the Sun | DNV Proprietary Data
LA | Medium | Solar PV | Commercial | 250 | 1457.1297 | 364282.4364 | 16.63% | 20% | 98% | 86% | 97.72% | 99.35% | 100% | 1.21 | 25 | 16 | Baton Rouge, LA | 2016 | NREL ATB: Commercial Solar | LBL Tracking the Sun | DNV Proprietary Data
LA | Medium | Solar PV | Commercial | 250 | 1459.9582 | 364989.5392 | 16.67% | 20.2% | 98% | 86% | 97.72% | 99.35% | 100% | 1.21 | 25 | 17 | Baton Rouge, LA | 2017 | NREL ATB: Commercial Solar | LBL Tracking the Sun | DNV Proprietary Data
LA | Medium | Solar PV | Commercial | 250 | 1462.2481 | 365562.0194 | 16.69% | 20.2% | 98% | 85.9% | 97.72% | 99.35% | 100% | 1.21 | 25 | 18 | Baton Rouge, LA | 2018 | NREL ATB: Commercial Solar | LBL Tracking the Sun | DNV Proprietary Data
LA | Medium | Solar PV | Commercial | 250 | 1464.6389 | 366159.7145 | 16.72% | 20.8% | 98% | 85.9% | 97.72% | 99.35% | 100% | 1.21 | 25 | 18 | Baton Rouge, LA | 2019 | NREL ATB: Commercial Solar | LBL Tracking the Sun | DNV Proprietary Data
LA | Medium | Solar PV | Commercial | 250 | 1466.6292 | 366657.2899 | 16.74% | 20.8% | 98% | 85.9% | 97.72% | 99.35% | 100% | 1.21 | 25 | 18 | Baton Rouge, LA | 2020 | NREL ATB: Commercial Solar | LBL Tracking the Sun | DNV Proprietary Data
LA | Medium | Solar PV | Commercial | 250 | 1468.9477 | 367236.917 | 16.77% | 21% | 98% | 85.9% | 97.72% | 99.35% | 100% | 1.21 | 25 | 20 | Baton Rouge, LA | 2021 | NREL ATB: Commercial Solar | LBL Tracking the Sun | DNV Proprietary Data
LA | Medium | Solar PV | Commercial | 250 | 1468.9477 | 367236.917 | 16.78% | 21% | 98% | 85.9% | 97.72% | 99.35% | 100% | 1.21 | 25 | 20 | Baton Rouge, LA | 2022 | NREL ATB: Commercial Solar | LBL Tracking the Sun | DNV Proprietary Data
LA | Small 1 | Solar PV | Commercial | 33.83 | 1449.3397 | 49031.1612 | 16.54% | 19.8% | 95.9% | 86% | 97.02% | 99.15% | 100% | 1.17 | 25 | 15 | Baton Rouge, LA | 2012 | NREL ATB: Commercial Solar | LBL Tracking the Sun | DNV Proprietary Data
LA | Small 1 | Solar PV | Commercial | 37.4 | 1451.4969 | 54285.9859 | 16.57% | 19.8% | 96.8% | 86% | 97.2% | 99.2% | 100% | 1.17 | 25 | 15 | Baton Rouge, LA | 2013 | NREL ATB: Commercial Solar | LBL Tracking the Sun | DNV Proprietary Data
LA | Small 1 | Solar PV | Commercial | 34.68 | 1453.3425 | 50401.9177 | 16.59% | 19.8% | 97.5% | 86% | 97.37% | 99.25% | 100% | 1.17 | 25 | 15 | Baton Rouge, LA | 2014 | NREL ATB: Commercial Solar | LBL Tracking the Sun | DNV Proprietary Data
LA | Small 1 | Solar PV | Commercial | 32.81 | 1455.3608 | 47750.3867 | 16.61% | 20% | 98% | 86% | 97.72% | 99.35% | 100% | 1.17 | 25 | 15 | Baton Rouge, LA | 2015 | NREL ATB: Commercial Solar | LBL Tracking the Sun | DNV Proprietary Data
LA | Small 1 | Solar PV | Commercial | 33.15 | 1457.9584 | 48331.3209 | 16.64% | 20% | 98% | 86% | 97.72% | 99.35% | 100% | 1.17 | 25 | 16 | Baton Rouge, LA | 2016 | NREL ATB: Commercial Solar | LBL Tracking the Sun | DNV Proprietary Data
LA | Small 1 | Solar PV | Commercial | 38.76 | 1459.8645 | 56584.3468 | 16.67% | 20.2% | 98% | 86% | 97.72% | 99.35% | 100% | 1.17 | 25 | 17 | Baton Rouge, LA | 2017 | NREL ATB: Commercial Solar | LBL Tracking the Sun | DNV Proprietary Data
LA | Small 1 | Solar PV | Commercial | 39.27 | 1462.3626 | 57426.981 | 16.69% | 20.2% | 98% | 85.9% | 97.72% | 99.35% | 100% | 1.17 | 25 | 18 | Baton Rouge, LA | 2018 | NREL ATB: Commercial Solar | LBL Tracking the Sun | DNV Proprietary Data
LA | Small 1 | Solar PV | Commercial | 38.25 | 1464.0409 | 55999.5644 | 16.71% | 20.8% | 98% | 85.9% | 97.72% | 99.35% | 100% | 1.17 | 25 | 18 | Baton Rouge, LA | 2019 | NREL ATB: Commercial Solar | LBL Tracking the Sun | DNV Proprietary Data
LA | Small 1 | Solar PV | Commercial | 36.38 | 1466.1318 | 53337.8751 | 16.74% | 20.8% | 98% | 85.9% | 97.72% | 99.35% | 100% | 1.17 | 25 | 18 | Baton Rouge, LA | 2020 | NREL ATB: Commercial Solar | LBL Tracking the Sun | DNV Proprietary Data
LA | Small 1 | Solar PV | Commercial | 32.64 | 1468.3883 | 47928.1951 | 16.76% | 21% | 98% | 85.9% | 97.72% | 99.35% | 100% | 1.17 | 25 | 20 | Baton Rouge, LA | 2021 | NREL ATB: Commercial Solar | LBL Tracking the Sun | DNV Proprietary Data
LA | Small 1 | Solar PV | Commercial | 34.1193 | 1468.9353 | 50119.1149 | 16.77% | 21% | 98% | 85.9% | 97.72% | 99.35% | 100% | 1.17 | 25 | 20 | Baton Rouge, LA | 2022 | NREL ATB: Commercial Solar | LBL Tracking the Sun | DNV Proprietary Data
LA | Small 2 | Solar PV | Commercial | 100 | 1449.3397 | 144933.9674 | 16.54% | 19.8% | 95.9% | 86% | 97.02% | 99.15% | 100% | 1.17 | 25 | 15 | Baton Rouge, LA | 2012 | NREL ATB: Commercial Solar | LBL Tracking the Sun | DNV Proprietary Data
LA | Small 2 | Solar PV | Commercial | 100 | 1451.4969 | 145149.6949 | 16.57% | 19.8% | 96.8% | 86% | 97.2% | 99.2% | 100% | 1.17 | 25 | 15 | Baton Rouge, LA | 2013 | NREL ATB: Commercial Solar | LBL Tracking the Sun | DNV Proprietary Data
LA | Small 2 | Solar PV | Commercial | 100 | 1453.3425 | 145334.2496 | 16.59% | 19.8% | 97.5% | 86% | 97.37% | 99.25% | 100% | 1.17 | 25 | 15 | Baton Rouge, LA | 2014 | NREL ATB: Commercial Solar | LBL Tracking the Sun | DNV Proprietary Data
LA | Small 2 | Solar PV | Commercial | 100 | 1455.3608 | 145536.0766 | 16.61% | 20% | 98% | 86% | 97.72% | 99.35% | 100% | 1.17 | 25 | 15 | Baton Rouge, LA | 2015 | NREL ATB: Commercial Solar | LBL Tracking the Sun | DNV Proprietary Data
LA | Small 2 | Solar PV | Commercial | 100 | 1457.9584 | 145795.8398 | 16.64% | 20% | 98% | 86% | 97.72% | 99.35% | 100% | 1.17 | 25 | 16 | Baton Rouge, LA | 2016 | NREL ATB: Commercial Solar | LBL Tracking the Sun | DNV Proprietary Data
LA | Small 2 | Solar PV | Commercial | 100 | 1459.8645 | 145986.4468 | 16.67% | 20.2% | 98% | 86% | 97.72% | 99.35% | 100% | 1.17 | 25 | 17 | Baton Rouge, LA | 2017 | NREL ATB: Commercial Solar | LBL Tracking the Sun | DNV Proprietary Data
LA | Small 2 | Solar PV | Commercial | 100 | 1462.3626 | 146236.2644 | 16.69% | 20.2% | 98% | 85.9% | 97.72% | 99.35% | 100% | 1.17 | 25 | 18 | Baton Rouge, LA | 2018 | NREL ATB: Commercial Solar | LBL Tracking the Sun | DNV Proprietary Data
LA | Small 2 | Solar PV | Commercial | 100 | 1464.0409 | 146404.0899 | 16.71% | 20.8% | 98% | 85.9% | 97.72% | 99.35% | 100% | 1.17 | 25 | 18 | Baton Rouge, LA | 2019 | NREL ATB: Commercial Solar | LBL Tracking the Sun | DNV Proprietary Data
LA | Small 2 | Solar PV | Commercial | 100 | 1466.1318 | 146613.1807 | 16.74% | 20.8% | 98% | 85.9% | 97.72% | 99.35% | 100% | 1.17 | 25 | 18 | Baton Rouge, LA | 2020 | NREL ATB: Commercial Solar | LBL Tracking the Sun | DNV Proprietary Data
LA | Small 2 | Solar PV | Commercial | 100 | 1468.3883 | 146838.833 | 16.76% | 21% | 98% | 85.9% | 97.72% | 99.35% | 100% | 1.17 | 25 | 20 | Baton Rouge, LA | 2021 | NREL ATB: Commercial Solar | LBL Tracking the Sun | DNV Proprietary Data
LA | Small 2 | Solar PV | Commercial | 100 | 1468.3883 | 146838.833 | 16.77% | 21% | 98% | 85.9% | 97.72% | 99.35% | 100% | 1.17 | 25 | 20 | Baton Rouge, LA | 2022 | NREL ATB: Commercial Solar | LBL Tracking the Sun | DNV Proprietary Data
MA | Large 2 | Solar PV | Commercial | 1000 | 1299.9446 | 1299944.6237 | 14.84% | 19.8% | 95.9% | 86% | 97.02% | 99.15% | 100% | 1.23 | 25 | 15 | Boston, MA | 2012 | NREL ATB: Commercial Solar | LBL Tracking the Sun | DNV Proprietary Data
MA | Large 2 | Solar PV | Commercial | 1000 | 1301.8271 | 1301827.0545 | 14.86% | 19.8% | 96.8% | 86% | 97.2% | 99.2% | 100% | 1.23 | 25 | 15 | Boston, MA | 2013 | NREL ATB: Commercial Solar | LBL Tracking the Sun | DNV Proprietary Data
MA | Large 2 | Solar PV | Commercial | 1000 | 1304.3351 | 1304335.0859 | 14.89% | 19.8% | 97.5% | 86% | 97.37% | 99.25% | 100% | 1.23 | 25 | 15 | Boston, MA | 2014 | NREL ATB: Commercial Solar | LBL Tracking the Sun | DNV Proprietary Data
MA | Large 2 | Solar PV | Commercial | 1000 | 1306.0668 | 1306066.8104 | 14.91% | 20% | 98% | 86% | 97.72% | 99.35% | 100% | 1.23 | 25 | 15 | Boston, MA | 2015 | NREL ATB: Commercial Solar | LBL Tracking the Sun | DNV Proprietary Data
MA | Large 2 | Solar PV | Commercial | 1000 | 1308.3106 | 1308310.6192 | 14.94% | 20% | 98% | 86% | 97.72% | 99.35% | 100% | 1.23 | 25 | 16 | Boston, MA | 2016 | NREL ATB: Commercial Solar | LBL Tracking the Sun | DNV Proprietary Data
MA | Large 2 | Solar PV | Commercial | 1000 | 1309.8063 | 1309806.3093 | 14.95% | 20.2% | 98% | 86% | 97.72% | 99.35% | 100% | 1.23 | 25 | 17 | Boston, MA | 2017 | NREL ATB: Commercial Solar | LBL Tracking the Sun | DNV Proprietary Data
MA | Large 2 | Solar PV | Commercial | 1000 | 1311.424 | 1311423.9942 | 14.97% | 20.2% | 98% | 85.9% | 97.72% | 99.35% | 100% | 1.23 | 25 | 18 | Boston, MA | 2018 | NREL ATB: Commercial Solar | LBL Tracking the Sun | DNV Proprietary Data
MA | Large 2 | Solar PV | Commercial | 1000 | 1314.0495 | 1314049.5299 | 15% | 20.8% | 98% | 85.9% | 97.72% | 99.35% | 100% | 1.23 | 25 | 18 | Boston, MA | 2019 | NREL ATB: Commercial Solar | LBL Tracking the Sun | DNV Proprietary Data
MA | Large 2 | Solar PV | Commercial | 1000 | 1316.2985 | 1316298.4779 | 15.03% | 20.8% | 98% | 85.9% | 97.72% | 99.35% | 100% | 1.23 | 25 | 18 | Boston, MA | 2020 | NREL ATB: Commercial Solar | LBL Tracking the Sun | DNV Proprietary Data
MA | Large 2 | Solar PV | Commercial | 1000 | 1318.7001 | 1318700.1365 | 15.05% | 21% | 98% | 85.9% | 97.72% | 99.35% | 100% | 1.23 | 25 | 20 | Boston, MA | 2021 | NREL ATB: Commercial Solar | LBL Tracking the Sun | DNV Proprietary Data
MA | Large 2 | Solar PV | Commercial | 1000 | 1318.7001 | 1318700.1365 | 15.06% | 21% | 98% | 85.9% | 97.72% | 99.35% | 100% | 1.23 | 25 | 20 | Boston, MA | 2022 | NREL ATB: Commercial Solar | LBL Tracking the Sun | DNV Proprietary Data
MA | Large 1 | Solar PV | Commercial | 500 | 1289.1623 | 644581.1302 | 14.72% | 19.8% | 95.9% | 86% | 97.02% | 99.15% | 100% | 1.21 | 25 | 15 | Boston, MA | 2012 | NREL ATB: Commercial Solar | LBL Tracking the Sun | DNV Proprietary Data
MA | Large 1 | Solar PV | Commercial | 500 | 1290.9024 | 645451.2137 | 14.74% | 19.8% | 96.8% | 86% | 97.2% | 99.2% | 100% | 1.21 | 25 | 15 | Boston, MA | 2013 | NREL ATB: Commercial Solar | LBL Tracking the Sun | DNV Proprietary Data
MA | Large 1 | Solar PV | Commercial | 500 | 1293.0442 | 646522.1145 | 14.76% | 19.8% | 97.5% | 86% | 97.37% | 99.25% | 100% | 1.21 | 25 | 15 | Boston, MA | 2014 | NREL ATB: Commercial Solar | LBL Tracking the Sun | DNV Proprietary Data
MA | Large 1 | Solar PV | Commercial | 500 | 1294.627 | 647313.4977 | 14.78% | 20% | 98% | 86% | 97.72% | 99.35% | 100% | 1.21 | 25 | 15 | Boston, MA | 2015 | NREL ATB: Commercial Solar | LBL Tracking the Sun | DNV Proprietary Data
MA | Large 1 | Solar PV | Commercial | 500 | 1296.4236 | 648211.7925 | 14.8% | 20% | 98% | 86% | 97.72% | 99.35% | 100% | 1.21 | 25 | 16 | Boston, MA | 2016 | NREL ATB: Commercial Solar | LBL Tracking the Sun | DNV Proprietary Data
MA | Large 1 | Solar PV | Commercial | 500 | 1298.0973 | 649048.6264 | 14.82% | 20.2% | 98% | 86% | 97.72% | 99.35% | 100% | 1.21 | 25 | 17 | Boston, MA | 2017 | NREL ATB: Commercial Solar | LBL Tracking the Sun | DNV Proprietary Data
MA | Large 1 | Solar PV | Commercial | 500 | 1300.2096 | 650104.7842 | 14.84% | 20.2% | 98% | 85.9% | 97.72% | 99.35% | 100% | 1.21 | 25 | 18 | Boston, MA | 2018 | NREL ATB: Commercial Solar | LBL Tracking the Sun | DNV Proprietary Data
MA | Large 1 | Solar PV | Commercial | 500 | 1302.038 | 651018.9961 | 14.86% | 20.8% | 98% | 85.9% | 97.72% | 99.35% | 100% | 1.21 | 25 | 18 | Boston, MA | 2019 | NREL ATB: Commercial Solar | LBL Tracking the Sun | DNV Proprietary Data
MA | Large 1 | Solar PV | Commercial | 500 | 1304.4494 | 652224.7067 | 14.89% | 20.8% | 98% | 85.9% | 97.72% | 99.35% | 100% | 1.21 | 25 | 18 | Boston, MA | 2020 | NREL ATB: Commercial Solar | LBL Tracking the Sun | DNV Proprietary Data
MA | Large 1 | Solar PV | Commercial | 500 | 1306.1178 | 653058.9128 | 14.91% | 21% | 98% | 85.9% | 97.72% | 99.35% | 100% | 1.21 | 25 | 20 | Boston, MA | 2021 | NREL ATB: Commercial Solar | LBL Tracking the Sun | DNV Proprietary Data
MA | Large 1 | Solar PV | Commercial | 500 | 1306.1178 | 653058.9128 | 14.92% | 21% | 98% | 85.9% | 97.72% | 99.35% | 100% | 1.21 | 25 | 20 | Boston, MA | 2022 | NREL ATB: Commercial Solar | LBL Tracking the Sun | DNV Proprietary Data
MA | Medium | Solar PV | Commercial | 250 | 1287.5866 | 321896.6463 | 14.7% | 19.8% | 95.9% | 86% | 97.02% | 99.15% | 100% | 1.21 | 25 | 15 | Boston, MA | 2012 | NREL ATB: Commercial Solar | LBL Tracking the Sun | DNV Proprietary Data
MA | Medium | Solar PV | Commercial | 250 | 1289.3947 | 322348.6647 | 14.72% | 19.8% | 96.8% | 86% | 97.2% | 99.2% | 100% | 1.21 | 25 | 15 | Boston, MA | 2013 | NREL ATB: Commercial Solar | LBL Tracking the Sun | DNV Proprietary Data
MA | Medium | Solar PV | Commercial | 250 | 1291.1711 | 322792.7839 | 14.74% | 19.8% | 97.5% | 86% | 97.37% | 99.25% | 100% | 1.21 | 25 | 15 | Boston, MA | 2014 | NREL ATB: Commercial Solar | LBL Tracking the Sun | DNV Proprietary Data
MA | Medium | Solar PV | Commercial | 250 | 1293.5526 | 323388.1435 | 14.77% | 20% | 98% | 86% | 97.72% | 99.35% | 100% | 1.21 | 25 | 15 | Boston, MA | 2015 | NREL ATB: Commercial Solar | LBL Tracking the Sun | DNV Proprietary Data
MA | Medium | Solar PV | Commercial | 250 | 1295.9651 | 323991.2821 | 14.79% | 20% | 98% | 86% | 97.72% | 99.35% | 100% | 1.21 | 25 | 16 | Boston, MA | 2016 | NREL ATB: Commercial Solar | LBL Tracking the Sun | DNV Proprietary Data
MA | Medium | Solar PV | Commercial | 250 | 1298.5419 | 324635.4686 | 14.82% | 20.2% | 98% | 86% | 97.72% | 99.35% | 100% | 1.21 | 25 | 17 | Boston, MA | 2017 | NREL ATB: Commercial Solar | LBL Tracking the Sun | DNV Proprietary Data
MA | Medium | Solar PV | Commercial | 250 | 1300.6145 | 325153.6213 | 14.85% | 20.2% | 98% | 85.9% | 97.72% | 99.35% | 100% | 1.21 | 25 | 18 | Boston, MA | 2018 | NREL ATB: Commercial Solar | LBL Tracking the Sun | DNV Proprietary Data
MA | Medium | Solar PV | Commercial | 250 | 1302.009 | 325502.2377 | 14.86% | 20.8% | 98% | 85.9% | 97.72% | 99.35% | 100% | 1.21 | 25 | 18 | Boston, MA | 2019 | NREL ATB: Commercial Solar | LBL Tracking the Sun | DNV Proprietary Data
MA | Medium | Solar PV | Commercial | 250 | 1304.4773 | 326119.3274 | 14.89% | 20.8% | 98% | 85.9% | 97.72% | 99.35% | 100% | 1.21 | 25 | 18 | Boston, MA | 2020 | NREL ATB: Commercial Solar | LBL Tracking the Sun | DNV Proprietary Data
MA | Medium | Solar PV | Commercial | 250 | 1306.1178 | 326529.4564 | 14.91% | 21% | 98% | 85.9% | 97.72% | 99.35% | 100% | 1.21 | 25 | 20 | Boston, MA | 2021 | NREL ATB: Commercial Solar | LBL Tracking the Sun | DNV Proprietary Data
MA | Medium | Solar PV | Commercial | 250 | 1306.1178 | 326529.4564 | 14.92% | 21% | 98% | 85.9% | 97.72% | 99.35% | 100% | 1.21 | 25 | 20 | Boston, MA | 2022 | NREL ATB: Commercial Solar | LBL Tracking the Sun | DNV Proprietary Data
MA | Small 1 | Solar PV | Commercial | 33.83 | 1288.5935 | 43593.1171 | 14.71% | 19.8% | 95.9% | 86% | 97.02% | 99.15% | 100% | 1.17 | 25 | 15 | Boston, MA | 2012 | NREL ATB: Commercial Solar | LBL Tracking the Sun | DNV Proprietary Data
MA | Small 1 | Solar PV | Commercial | 37.4 | 1290.9064 | 48279.9002 | 14.74% | 19.8% | 96.8% | 86% | 97.2% | 99.2% | 100% | 1.17 | 25 | 15 | Boston, MA | 2013 | NREL ATB: Commercial Solar | LBL Tracking the Sun | DNV Proprietary Data
MA | Small 1 | Solar PV | Commercial | 34.68 | 1292.9815 | 44840.6001 | 14.76% | 19.8% | 97.5% | 86% | 97.37% | 99.25% | 100% | 1.17 | 25 | 15 | Boston, MA | 2014 | NREL ATB: Commercial Solar | LBL Tracking the Sun | DNV Proprietary Data
MA | Small 1 | Solar PV | Commercial | 32.81 | 1294.6136 | 42476.272 | 14.78% | 20% | 98% | 86% | 97.72% | 99.35% | 100% | 1.17 | 25 | 15 | Boston, MA | 2015 | NREL ATB: Commercial Solar | LBL Tracking the Sun | DNV Proprietary Data
MA | Small 1 | Solar PV | Commercial | 33.15 | 1296.8821 | 42991.6416 | 14.8% | 20% | 98% | 86% | 97.72% | 99.35% | 100% | 1.17 | 25 | 16 | Boston, MA | 2016 | NREL ATB: Commercial Solar | LBL Tracking the Sun | DNV Proprietary Data
MA | Small 1 | Solar PV | Commercial | 38.76 | 1298.367 | 50324.7056 | 14.82% | 20.2% | 98% | 86% | 97.72% | 99.35% | 100% | 1.17 | 25 | 17 | Boston, MA | 2017 | NREL ATB: Commercial Solar | LBL Tracking the Sun | DNV Proprietary Data
MA | Small 1 | Solar PV | Commercial | 39.27 | 1299.928 | 51048.1742 | 14.84% | 20.2% | 98% | 85.9% | 97.72% | 99.35% | 100% | 1.17 | 25 | 18 | Boston, MA | 2018 | NREL ATB: Commercial Solar | LBL Tracking the Sun | DNV Proprietary Data
MA | Small 1 | Solar PV | Commercial | 38.25 | 1301.4315 | 49779.7543 | 14.86% | 20.8% | 98% | 85.9% | 97.72% | 99.35% | 100% | 1.17 | 25 | 18 | Boston, MA | 2019 | NREL ATB: Commercial Solar | LBL Tracking the Sun | DNV Proprietary Data
MA | Small 1 | Solar PV | Commercial | 36.38 | 1303.1135 | 47407.2705 | 14.88% | 20.8% | 98% | 85.9% | 97.72% | 99.35% | 100% | 1.17 | 25 | 18 | Boston, MA | 2020 | NREL ATB: Commercial Solar | LBL Tracking the Sun | DNV Proprietary Data
MA | Small 1 | Solar PV | Commercial | 32.64 | 1305.6235 | 42615.5514 | 14.9% | 21% | 98% | 85.9% | 97.72% | 99.35% | 100% | 1.17 | 25 | 20 | Boston, MA | 2021 | NREL ATB: Commercial Solar | LBL Tracking the Sun | DNV Proprietary Data
MA | Small 1 | Solar PV | Commercial | 34.1193 | 1306.1098 | 44563.6168 | 14.91% | 21% | 98% | 85.9% | 97.72% | 99.35% | 100% | 1.17 | 25 | 20 | Boston, MA | 2022 | NREL ATB: Commercial Solar | LBL Tracking the Sun | DNV Proprietary Data
MA | Small 2 | Solar PV | Commercial | 100 | 1288.5935 | 128859.347 | 14.71% | 19.8% | 95.9% | 86% | 97.02% | 99.15% | 100% | 1.17 | 25 | 15 | Boston, MA | 2012 | NREL ATB: Commercial Solar | LBL Tracking the Sun | DNV Proprietary Data
MA | Small 2 | Solar PV | Commercial | 100 | 1290.9064 | 129090.6423 | 14.74% | 19.8% | 96.8% | 86% | 97.2% | 99.2% | 100% | 1.17 | 25 | 15 | Boston, MA | 2013 | NREL ATB: Commercial Solar | LBL Tracking the Sun | DNV Proprietary Data
MA | Small 2 | Solar PV | Commercial | 100 | 1292.9815 | 129298.1548 | 14.76% | 19.8% | 97.5% | 86% | 97.37% | 99.25% | 100% | 1.17 | 25 | 15 | Boston, MA | 2014 | NREL ATB: Commercial Solar | LBL Tracking the Sun | DNV Proprietary Data
MA | Small 2 | Solar PV | Commercial | 100 | 1294.6136 | 129461.3594 | 14.78% | 20% | 98% | 86% | 97.72% | 99.35% | 100% | 1.17 | 25 | 15 | Boston, MA | 2015 | NREL ATB: Commercial Solar | LBL Tracking the Sun | DNV Proprietary Data
MA | Small 2 | Solar PV | Commercial | 100 | 1296.8821 | 129688.21 | 14.8% | 20% | 98% | 86% | 97.72% | 99.35% | 100% | 1.17 | 25 | 16 | Boston, MA | 2016 | NREL ATB: Commercial Solar | LBL Tracking the Sun | DNV Proprietary Data
MA | Small 2 | Solar PV | Commercial | 100 | 1298.367 | 129836.7017 | 14.82% | 20.2% | 98% | 86% | 97.72% | 99.35% | 100% | 1.17 | 25 | 17 | Boston, MA | 2017 | NREL ATB: Commercial Solar | LBL Tracking the Sun | DNV Proprietary Data
MA | Small 2 | Solar PV | Commercial | 100 | 1299.928 | 129992.8043 | 14.84% | 20.2% | 98% | 85.9% | 97.72% | 99.35% | 100% | 1.17 | 25 | 18 | Boston, MA | 2018 | NREL ATB: Commercial Solar | LBL Tracking the Sun | DNV Proprietary Data
MA | Small 2 | Solar PV | Commercial | 100 | 1301.4315 | 130143.1485 | 14.86% | 20.8% | 98% | 85.9% | 97.72% | 99.35% | 100% | 1.17 | 25 | 18 | Boston, MA | 2019 | NREL ATB: Commercial Solar | LBL Tracking the Sun | DNV Proprietary Data
MA | Small 2 | Solar PV | Commercial | 100 | 1303.1135 | 130311.3538 | 14.88% | 20.8% | 98% | 85.9% | 97.72% | 99.35% | 100% | 1.17 | 25 | 18 | Boston, MA | 2020 | NREL ATB: Commercial Solar | LBL Tracking the Sun | DNV Proprietary Data
MA | Small 2 | Solar PV | Commercial | 100 | 1305.6235 | 130562.3512 | 14.9% | 21% | 98% | 85.9% | 97.72% | 99.35% | 100% | 1.17 | 25 | 20 | Boston, MA | 2021 | NREL ATB: Commercial Solar | LBL Tracking the Sun | DNV Proprietary Data
MA | Small 2 | Solar PV | Commercial | 100 | 1305.6235 | 130562.3512 | 14.91% | 21% | 98% | 85.9% | 97.72% | 99.35% | 100% | 1.17 | 25 | 20 | Boston, MA | 2022 | NREL ATB: Commercial Solar | LBL Tracking the Sun | DNV Proprietary Data
MD | Large 2 | Solar PV | Commercial | 1000 | 1370.5564 | 1370556.3817 | 15.65% | 19.8% | 95.9% | 86% | 97.02% | 99.15% | 100% | 1.23 | 25 | 15 | Baltimore, MD | 2012 | NREL ATB: Commercial Solar | LBL Tracking the Sun | DNV Proprietary Data
MD | Large 2 | Solar PV | Commercial | 1000 | 1373.2061 | 1373206.1497 | 15.68% | 19.8% | 96.8% | 86% | 97.2% | 99.2% | 100% | 1.23 | 25 | 15 | Baltimore, MD | 2013 | NREL ATB: Commercial Solar | LBL Tracking the Sun | DNV Proprietary Data
MD | Large 2 | Solar PV | Commercial | 1000 | 1375.6637 | 1375663.7056 | 15.7% | 19.8% | 97.5% | 86% | 97.37% | 99.25% | 100% | 1.23 | 25 | 15 | Baltimore, MD | 2014 | NREL ATB: Commercial Solar | LBL Tracking the Sun | DNV Proprietary Data
MD | Large 2 | Solar PV | Commercial | 1000 | 1377.4575 | 1377457.5371 | 15.72% | 20% | 98% | 86% | 97.72% | 99.35% | 100% | 1.23 | 25 | 15 | Baltimore, MD | 2015 | NREL ATB: Commercial Solar | LBL Tracking the Sun | DNV Proprietary Data
MD | Large 2 | Solar PV | Commercial | 1000 | 1378.8516 | 1378851.5813 | 15.74% | 20% | 98% | 86% | 97.72% | 99.35% | 100% | 1.23 | 25 | 16 | Baltimore, MD | 2016 | NREL ATB: Commercial Solar | LBL Tracking the Sun | DNV Proprietary Data
MD | Large 2 | Solar PV | Commercial | 1000 | 1381.2156 | 1381215.6221 | 15.77% | 20.2% | 98% | 86% | 97.72% | 99.35% | 100% | 1.23 | 25 | 17 | Baltimore, MD | 2017 | NREL ATB: Commercial Solar | LBL Tracking the Sun | DNV Proprietary Data
MD | Large 2 | Solar PV | Commercial | 1000 | 1383.1839 | 1383183.9486 | 15.79% | 20.2% | 98% | 85.9% | 97.72% | 99.35% | 100% | 1.23 | 25 | 18 | Baltimore, MD | 2018 | NREL ATB: Commercial Solar | LBL Tracking the Sun | DNV Proprietary Data
MD | Large 2 | Solar PV | Commercial | 1000 | 1384.6407 | 1384640.6814 | 15.81% | 20.8% | 98% | 85.9% | 97.72% | 99.35% | 100% | 1.23 | 25 | 18 | Baltimore, MD | 2019 | NREL ATB: Commercial Solar | LBL Tracking the Sun | DNV Proprietary Data
MD | Large 2 | Solar PV | Commercial | 1000 | 1386.5694 | 1386569.3701 | 15.83% | 20.8% | 98% | 85.9% | 97.72% | 99.35% | 100% | 1.23 | 25 | 18 | Baltimore, MD | 2020 | NREL ATB: Commercial Solar | LBL Tracking the Sun | DNV Proprietary Data
MD | Large 2 | Solar PV | Commercial | 1000 | 1388.4138 | 1388413.8283 | 15.85% | 21% | 98% | 85.9% | 97.72% | 99.35% | 100% | 1.23 | 25 | 20 | Baltimore, MD | 2021 | NREL ATB: Commercial Solar | LBL Tracking the Sun | DNV Proprietary Data
MD | Large 2 | Solar PV | Commercial | 1000 | 1388.4138 | 1388413.8283 | 15.86% | 21% | 98% | 85.9% | 97.72% | 99.35% | 100% | 1.23 | 25 | 20 | Baltimore, MD | 2022 | NREL ATB: Commercial Solar | LBL Tracking the Sun | DNV Proprietary Data
MD | Large 1 | Solar PV | Commercial | 500 | 1365.254 | 682627.0184 | 15.59% | 19.8% | 95.9% | 86% | 97.02% | 99.15% | 100% | 1.21 | 25 | 15 | Baltimore, MD | 2012 | NREL ATB: Commercial Solar | LBL Tracking the Sun | DNV Proprietary Data
MD | Large 1 | Solar PV | Commercial | 500 | 1367.1957 | 683597.8468 | 15.61% | 19.8% | 96.8% | 86% | 97.2% | 99.2% | 100% | 1.21 | 25 | 15 | Baltimore, MD | 2013 | NREL ATB: Commercial Solar | LBL Tracking the Sun | DNV Proprietary Data
MD | Large 1 | Solar PV | Commercial | 500 | 1368.6552 | 684327.5931 | 15.62% | 19.8% | 97.5% | 86% | 97.37% | 99.25% | 100% | 1.21 | 25 | 15 | Baltimore, MD | 2014 | NREL ATB: Commercial Solar | LBL Tracking the Sun | DNV Proprietary Data
MD | Large 1 | Solar PV | Commercial | 500 | 1370.6593 | 685329.6694 | 15.65% | 20% | 98% | 86% | 97.72% | 99.35% | 100% | 1.21 | 25 | 15 | Baltimore, MD | 2015 | NREL ATB: Commercial Solar | LBL Tracking the Sun | DNV Proprietary Data
MD | Large 1 | Solar PV | Commercial | 500 | 1372.1565 | 686078.2402 | 15.66% | 20% | 98% | 86% | 97.72% | 99.35% | 100% | 1.21 | 25 | 16 | Baltimore, MD | 2016 | NREL ATB: Commercial Solar | LBL Tracking the Sun | DNV Proprietary Data
MD | Large 1 | Solar PV | Commercial | 500 | 1374.8044 | 687402.1917 | 15.69% | 20.2% | 98% | 86% | 97.72% | 99.35% | 100% | 1.21 | 25 | 17 | Baltimore, MD | 2017 | NREL ATB: Commercial Solar | LBL Tracking the Sun | DNV Proprietary Data
MD | Large 1 | Solar PV | Commercial | 500 | 1377.3644 | 688682.2041 | 15.72% | 20.2% | 98% | 85.9% | 97.72% | 99.35% | 100% | 1.21 | 25 | 18 | Baltimore, MD | 2018 | NREL ATB: Commercial Solar | LBL Tracking the Sun | DNV Proprietary Data
MD | Large 1 | Solar PV | Commercial | 500 | 1379.8468 | 689923.4084 | 15.75% | 20.8% | 98% | 85.9% | 97.72% | 99.35% | 100% | 1.21 | 25 | 18 | Baltimore, MD | 2019 | NREL ATB: Commercial Solar | LBL Tracking the Sun | DNV Proprietary Data
MD | Large 1 | Solar PV | Commercial | 500 | 1382.5899 | 691294.9671 | 15.78% | 20.8% | 98% | 85.9% | 97.72% | 99.35% | 100% | 1.21 | 25 | 18 | Baltimore, MD | 2020 | NREL ATB: Commercial Solar | LBL Tracking the Sun | DNV Proprietary Data
MD | Large 1 | Solar PV | Commercial | 500 | 1384.3869 | 692193.4688 | 15.8% | 21% | 98% | 85.9% | 97.72% | 99.35% | 100% | 1.21 | 25 | 20 | Baltimore, MD | 2021 | NREL ATB: Commercial Solar | LBL Tracking the Sun | DNV Proprietary Data
MD | Large 1 | Solar PV | Commercial | 500 | 1384.3869 | 692193.4688 | 15.81% | 21% | 98% | 85.9% | 97.72% | 99.35% | 100% | 1.21 | 25 | 20 | Baltimore, MD | 2022 | NREL ATB: Commercial Solar | LBL Tracking the Sun | DNV Proprietary Data
MD | Medium | Solar PV | Commercial | 250 | 1366.1738 | 341543.4547 | 15.6% | 19.8% | 95.9% | 86% | 97.02% | 99.15% | 100% | 1.21 | 25 | 15 | Baltimore, MD | 2012 | NREL ATB: Commercial Solar | LBL Tracking the Sun | DNV Proprietary Data
MD | Medium | Solar PV | Commercial | 250 | 1368.6669 | 342166.713 | 15.62% | 19.8% | 96.8% | 86% | 97.2% | 99.2% | 100% | 1.21 | 25 | 15 | Baltimore, MD | 2013 | NREL ATB: Commercial Solar | LBL Tracking the Sun | DNV Proprietary Data
MD | Medium | Solar PV | Commercial | 250 | 1370.9399 | 342734.9726 | 15.65% | 19.8% | 97.5% | 86% | 97.37% | 99.25% | 100% | 1.21 | 25 | 15 | Baltimore, MD | 2014 | NREL ATB: Commercial Solar | LBL Tracking the Sun | DNV Proprietary Data
MD | Medium | Solar PV | Commercial | 250 | 1372.3615 | 343090.3648 | 15.67% | 20% | 98% | 86% | 97.72% | 99.35% | 100% | 1.21 | 25 | 15 | Baltimore, MD | 2015 | NREL ATB: Commercial Solar | LBL Tracking the Sun | DNV Proprietary Data
MD | Medium | Solar PV | Commercial | 250 | 1374.6607 | 343665.1753 | 15.69% | 20% | 98% | 86% | 97.72% | 99.35% | 100% | 1.21 | 25 | 16 | Baltimore, MD | 2016 | NREL ATB: Commercial Solar | LBL Tracking the Sun | DNV Proprietary Data
MD | Medium | Solar PV | Commercial | 250 | 1376.7375 | 344184.3755 | 15.72% | 20.2% | 98% | 86% | 97.72% | 99.35% | 100% | 1.21 | 25 | 17 | Baltimore, MD | 2017 | NREL ATB: Commercial Solar | LBL Tracking the Sun | DNV Proprietary Data
MD | Medium | Solar PV | Commercial | 250 | 1378.6251 | 344656.2684 | 15.74% | 20.2% | 98% | 85.9% | 97.72% | 99.35% | 100% | 1.21 | 25 | 18 | Baltimore, MD | 2018 | NREL ATB: Commercial Solar | LBL Tracking the Sun | DNV Proprietary Data
MD | Medium | Solar PV | Commercial | 250 | 1380.4134 | 345103.3573 | 15.76% | 20.8% | 98% | 85.9% | 97.72% | 99.35% | 100% | 1.21 | 25 | 18 | Baltimore, MD | 2019 | NREL ATB: Commercial Solar | LBL Tracking the Sun | DNV Proprietary Data
MD | Medium | Solar PV | Commercial | 250 | 1382.2321 | 345558.0157 | 15.78% | 20.8% | 98% | 85.9% | 97.72% | 99.35% | 100% | 1.21 | 25 | 18 | Baltimore, MD | 2020 | NREL ATB: Commercial Solar | LBL Tracking the Sun | DNV Proprietary Data
MD | Medium | Solar PV | Commercial | 250 | 1384.3869 | 346096.7344 | 15.8% | 21% | 98% | 85.9% | 97.72% | 99.35% | 100% | 1.21 | 25 | 20 | Baltimore, MD | 2021 | NREL ATB: Commercial Solar | LBL Tracking the Sun | DNV Proprietary Data
MD | Medium | Solar PV | Commercial | 250 | 1384.3869 | 346096.7344 | 15.81% | 21% | 98% | 85.9% | 97.72% | 99.35% | 100% | 1.21 | 25 | 20 | Baltimore, MD | 2022 | NREL ATB: Commercial Solar | LBL Tracking the Sun | DNV Proprietary Data
MD | Small 1 | Solar PV | Commercial | 33.83 | 1366.2956 | 46221.7795 | 15.6% | 19.8% | 95.9% | 86% | 97.02% | 99.15% | 100% | 1.17 | 25 | 15 | Baltimore, MD | 2012 | NREL ATB: Commercial Solar | LBL Tracking the Sun | DNV Proprietary Data
MD | Small 1 | Solar PV | Commercial | 37.4 | 1368.7757 | 51192.2129 | 15.63% | 19.8% | 96.8% | 86% | 97.2% | 99.2% | 100% | 1.17 | 25 | 15 | Baltimore, MD | 2013 | NREL ATB: Commercial Solar | LBL Tracking the Sun | DNV Proprietary Data
MD | Small 1 | Solar PV | Commercial | 34.68 | 1370.2794 | 47521.2908 | 15.64% | 19.8% | 97.5% | 86% | 97.37% | 99.25% | 100% | 1.17 | 25 | 15 | Baltimore, MD | 2014 | NREL ATB: Commercial Solar | LBL Tracking the Sun | DNV Proprietary Data
MD | Small 1 | Solar PV | Commercial | 32.81 | 1372.5063 | 45031.9319 | 15.67% | 20% | 98% | 86% | 97.72% | 99.35% | 100% | 1.17 | 25 | 15 | Baltimore, MD | 2015 | NREL ATB: Commercial Solar | LBL Tracking the Sun | DNV Proprietary Data
MD | Small 1 | Solar PV | Commercial | 33.15 | 1374.6602 | 45569.9845 | 15.69% | 20% | 98% | 86% | 97.72% | 99.35% | 100% | 1.17 | 25 | 16 | Baltimore, MD | 2016 | NREL ATB: Commercial Solar | LBL Tracking the Sun | DNV Proprietary Data
MD | Small 1 | Solar PV | Commercial | 38.76 | 1376.763 | 53363.3324 | 15.72% | 20.2% | 98% | 86% | 97.72% | 99.35% | 100% | 1.17 | 25 | 17 | Baltimore, MD | 2017 | NREL ATB: Commercial Solar | LBL Tracking the Sun | DNV Proprietary Data
MD | Small 1 | Solar PV | Commercial | 39.27 | 1378.3526 | 54127.9073 | 15.73% | 20.2% | 98% | 85.9% | 97.72% | 99.35% | 100% | 1.17 | 25 | 18 | Baltimore, MD | 2018 | NREL ATB: Commercial Solar | LBL Tracking the Sun | DNV Proprietary Data
MD | Small 1 | Solar PV | Commercial | 38.25 | 1379.8439 | 52779.0308 | 15.75% | 20.8% | 98% | 85.9% | 97.72% | 99.35% | 100% | 1.17 | 25 | 18 | Baltimore, MD | 2019 | NREL ATB: Commercial Solar | LBL Tracking the Sun | DNV Proprietary Data
MD | Small 1 | Solar PV | Commercial | 36.38 | 1382.1958 | 50284.2814 | 15.78% | 20.8% | 98% | 85.9% | 97.72% | 99.35% | 100% | 1.17 | 25 | 18 | Baltimore, MD | 2020 | NREL ATB: Commercial Solar | LBL Tracking the Sun | DNV Proprietary Data
MD | Small 1 | Solar PV | Commercial | 32.64 | 1384.2716 | 45182.6246 | 15.8% | 21% | 98% | 85.9% | 97.72% | 99.35% | 100% | 1.17 | 25 | 20 | Baltimore, MD | 2021 | NREL ATB: Commercial Solar | LBL Tracking the Sun | DNV Proprietary Data
MD | Small 1 | Solar PV | Commercial | 34.1193 | 1384.7872 | 47248.0375 | 15.81% | 21% | 98% | 85.9% | 97.72% | 99.35% | 100% | 1.17 | 25 | 20 | Baltimore, MD | 2022 | NREL ATB: Commercial Solar | LBL Tracking the Sun | DNV Proprietary Data
MD | Small 2 | Solar PV | Commercial | 100 | 1366.2956 | 136629.558 | 15.6% | 19.8% | 95.9% | 86% | 97.02% | 99.15% | 100% | 1.17 | 25 | 15 | Baltimore, MD | 2012 | NREL ATB: Commercial Solar | LBL Tracking the Sun | DNV Proprietary Data
MD | Small 2 | Solar PV | Commercial | 100 | 1368.7757 | 136877.5746 | 15.63% | 19.8% | 96.8% | 86% | 97.2% | 99.2% | 100% | 1.17 | 25 | 15 | Baltimore, MD | 2013 | NREL ATB: Commercial Solar | LBL Tracking the Sun | DNV Proprietary Data
MD | Small 2 | Solar PV | Commercial | 100 | 1370.2794 | 137027.9434 | 15.64% | 19.8% | 97.5% | 86% | 97.37% | 99.25% | 100% | 1.17 | 25 | 15 | Baltimore, MD | 2014 | NREL ATB: Commercial Solar | LBL Tracking the Sun | DNV Proprietary Data
MD | Small 2 | Solar PV | Commercial | 100 | 1372.5063 | 137250.6305 | 15.67% | 20% | 98% | 86% | 97.72% | 99.35% | 100% | 1.17 | 25 | 15 | Baltimore, MD | 2015 | NREL ATB: Commercial Solar | LBL Tracking the Sun | DNV Proprietary Data
MD | Small 2 | Solar PV | Commercial | 100 | 1374.6602 | 137466.0167 | 15.69% | 20% | 98% | 86% | 97.72% | 99.35% | 100% | 1.17 | 25 | 16 | Baltimore, MD | 2016 | NREL ATB: Commercial Solar | LBL Tracking the Sun | DNV Proprietary Data
MD | Small 2 | Solar PV | Commercial | 100 | 1376.763 | 137676.2962 | 15.72% | 20.2% | 98% | 86% | 97.72% | 99.35% | 100% | 1.17 | 25 | 17 | Baltimore, MD | 2017 | NREL ATB: Commercial Solar | LBL Tracking the Sun | DNV Proprietary Data
MD | Small 2 | Solar PV | Commercial | 100 | 1378.3526 | 137835.2619 | 15.73% | 20.2% | 98% | 85.9% | 97.72% | 99.35% | 100% | 1.17 | 25 | 18 | Baltimore, MD | 2018 | NREL ATB: Commercial Solar | LBL Tracking the Sun | DNV Proprietary Data
MD | Small 2 | Solar PV | Commercial | 100 | 1379.8439 | 137984.3943 | 15.75% | 20.8% | 98% | 85.9% | 97.72% | 99.35% | 100% | 1.17 | 25 | 18 | Baltimore, MD | 2019 | NREL ATB: Commercial Solar | LBL Tracking the Sun | DNV Proprietary Data
MD | Small 2 | Solar PV | Commercial | 100 | 1382.1958 | 138219.575 | 15.78% | 20.8% | 98% | 85.9% | 97.72% | 99.35% | 100% | 1.17 | 25 | 18 | Baltimore, MD | 2020 | NREL ATB: Commercial Solar | LBL Tracking the Sun | DNV Proprietary Data
MD | Small 2 | Solar PV | Commercial | 100 | 1384.2716 | 138427.1588 | 15.8% | 21% | 98% | 85.9% | 97.72% | 99.35% | 100% | 1.17 | 25 | 20 | Baltimore, MD | 2021 | NREL ATB: Commercial Solar | LBL Tracking the Sun | DNV Proprietary Data
MD | Small 2 | Solar PV | Commercial | 100 | 1384.2716 | 138427.1588 | 15.81% | 21% | 98% | 85.9% | 97.72% | 99.35% | 100% | 1.17 | 25 | 20 | Baltimore, MD | 2022 | NREL ATB: Commercial Solar | LBL Tracking the Sun | DNV Proprietary Data
ME | Large 2 | Solar PV | Commercial | 1000 | 1309.8055 | 1309805.5064 | 14.95% | 19.8% | 95.9% | 86% | 97.02% | 99.15% | 100% | 1.23 | 25 | 15 | Portland, ME | 2012 | NREL ATB: Commercial Solar | LBL Tracking the Sun | DNV Proprietary Data
ME | Large 2 | Solar PV | Commercial | 1000 | 1312.3417 | 1312341.6682 | 14.98% | 19.8% | 96.8% | 86% | 97.2% | 99.2% | 100% | 1.23 | 25 | 15 | Portland, ME | 2013 | NREL ATB: Commercial Solar | LBL Tracking the Sun | DNV Proprietary Data
ME | Large 2 | Solar PV | Commercial | 1000 | 1314.2099 | 1314209.8762 | 15% | 19.8% | 97.5% | 86% | 97.37% | 99.25% | 100% | 1.23 | 25 | 15 | Portland, ME | 2014 | NREL ATB: Commercial Solar | LBL Tracking the Sun | DNV Proprietary Data
ME | Large 2 | Solar PV | Commercial | 1000 | 1315.7985 | 1315798.5169 | 15.02% | 20% | 98% | 86% | 97.72% | 99.35% | 100% | 1.23 | 25 | 15 | Portland, ME | 2015 | NREL ATB: Commercial Solar | LBL Tracking the Sun | DNV Proprietary Data
ME | Large 2 | Solar PV | Commercial | 1000 | 1317.4774 | 1317477.4389 | 15.04% | 20% | 98% | 86% | 97.72% | 99.35% | 100% | 1.23 | 25 | 16 | Portland, ME | 2016 | NREL ATB: Commercial Solar | LBL Tracking the Sun | DNV Proprietary Data
ME | Large 2 | Solar PV | Commercial | 1000 | 1319.8936 | 1319893.6033 | 15.07% | 20.2% | 98% | 86% | 97.72% | 99.35% | 100% | 1.23 | 25 | 17 | Portland, ME | 2017 | NREL ATB: Commercial Solar | LBL Tracking the Sun | DNV Proprietary Data
ME | Large 2 | Solar PV | Commercial | 1000 | 1322.4147 | 1322414.6771 | 15.1% | 20.2% | 98% | 85.9% | 97.72% | 99.35% | 100% | 1.23 | 25 | 18 | Portland, ME | 2018 | NREL ATB: Commercial Solar | LBL Tracking the Sun | DNV Proprietary Data
ME | Large 2 | Solar PV | Commercial | 1000 | 1324.0842 | 1324084.1792 | 15.12% | 20.8% | 98% | 85.9% | 97.72% | 99.35% | 100% | 1.23 | 25 | 18 | Portland, ME | 2019 | NREL ATB: Commercial Solar | LBL Tracking the Sun | DNV Proprietary Data
ME | Large 2 | Solar PV | Commercial | 1000 | 1326.4224 | 1326422.4477 | 15.14% | 20.8% | 98% | 85.9% | 97.72% | 99.35% | 100% | 1.23 | 25 | 18 | Portland, ME | 2020 | NREL ATB: Commercial Solar | LBL Tracking the Sun | DNV Proprietary Data
ME | Large 2 | Solar PV | Commercial | 1000 | 1328.6835 | 1328683.5036 | 15.17% | 21% | 98% | 85.9% | 97.72% | 99.35% | 100% | 1.23 | 25 | 20 | Portland, ME | 2021 | NREL ATB: Commercial Solar | LBL Tracking the Sun | DNV Proprietary Data
ME | Large 2 | Solar PV | Commercial | 1000 | 1328.6835 | 1328683.5036 | 15.17% | 21% | 98% | 85.9% | 97.72% | 99.35% | 100% | 1.23 | 25 | 20 | Portland, ME | 2022 | NREL ATB: Commercial Solar | LBL Tracking the Sun | DNV Proprietary Data
ME | Large 1 | Solar PV | Commercial | 500 | 1306.81 | 653405.0035 | 14.92% | 19.8% | 95.9% | 86% | 97.02% | 99.15% | 100% | 1.21 | 25 | 15 | Portland, ME | 2012 | NREL ATB: Commercial Solar | LBL Tracking the Sun | DNV Proprietary Data
ME | Large 1 | Solar PV | Commercial | 500 | 1308.8331 | 654416.5279 | 14.94% | 19.8% | 96.8% | 86% | 97.2% | 99.2% | 100% | 1.21 | 25 | 15 | Portland, ME | 2013 | NREL ATB: Commercial Solar | LBL Tracking the Sun | DNV Proprietary Data
ME | Large 1 | Solar PV | Commercial | 500 | 1311.4134 | 655706.7242 | 14.97% | 19.8% | 97.5% | 86% | 97.37% | 99.25% | 100% | 1.21 | 25 | 15 | Portland, ME | 2014 | NREL ATB: Commercial Solar | LBL Tracking the Sun | DNV Proprietary Data
ME | Large 1 | Solar PV | Commercial | 500 | 1312.7597 | 656379.8373 | 14.99% | 20% | 98% | 86% | 97.72% | 99.35% | 100% | 1.21 | 25 | 15 | Portland, ME | 2015 | NREL ATB: Commercial Solar | LBL Tracking the Sun | DNV Proprietary Data
ME | Large 1 | Solar PV | Commercial | 500 | 1315.201 | 657600.4982 | 15.01% | 20% | 98% | 86% | 97.72% | 99.35% | 100% | 1.21 | 25 | 16 | Portland, ME | 2016 | NREL ATB: Commercial Solar | LBL Tracking the Sun | DNV Proprietary Data
ME | Large 1 | Solar PV | Commercial | 500 | 1316.5939 | 658296.9588 | 15.03% | 20.2% | 98% | 86% | 97.72% | 99.35% | 100% | 1.21 | 25 | 17 | Portland, ME | 2017 | NREL ATB: Commercial Solar | LBL Tracking the Sun | DNV Proprietary Data
ME | Large 1 | Solar PV | Commercial | 500 | 1318.6094 | 659304.7162 | 15.05% | 20.2% | 98% | 85.9% | 97.72% | 99.35% | 100% | 1.21 | 25 | 18 | Portland, ME | 2018 | NREL ATB: Commercial Solar | LBL Tracking the Sun | DNV Proprietary Data
ME | Large 1 | Solar PV | Commercial | 500 | 1319.9516 | 659975.8194 | 15.07% | 20.8% | 98% | 85.9% | 97.72% | 99.35% | 100% | 1.21 | 25 | 18 | Portland, ME | 2019 | NREL ATB: Commercial Solar | LBL Tracking the Sun | DNV Proprietary Data
ME | Large 1 | Solar PV | Commercial | 500 | 1321.8858 | 660942.8886 | 15.09% | 20.8% | 98% | 85.9% | 97.72% | 99.35% | 100% | 1.21 | 25 | 18 | Portland, ME | 2020 | NREL ATB: Commercial Solar | LBL Tracking the Sun | DNV Proprietary Data
ME | Large 1 | Solar PV | Commercial | 500 | 1324.4395 | 662219.7745 | 15.12% | 21% | 98% | 85.9% | 97.72% | 99.35% | 100% | 1.21 | 25 | 20 | Portland, ME | 2021 | NREL ATB: Commercial Solar | LBL Tracking the Sun | DNV Proprietary Data
ME | Large 1 | Solar PV | Commercial | 500 | 1324.4395 | 662219.7745 | 15.12% | 21% | 98% | 85.9% | 97.72% | 99.35% | 100% | 1.21 | 25 | 20 | Portland, ME | 2022 | NREL ATB: Commercial Solar | LBL Tracking the Sun | DNV Proprietary Data
ME | Medium | Solar PV | Commercial | 250 | 1307.1241 | 326781.0338 | 14.92% | 19.8% | 95.9% | 86% | 97.02% | 99.15% | 100% | 1.21 | 25 | 15 | Portland, ME | 2012 | NREL ATB: Commercial Solar | LBL Tracking the Sun | DNV Proprietary Data
ME | Medium | Solar PV | Commercial | 250 | 1309.2317 | 327307.9148 | 14.95% | 19.8% | 96.8% | 86% | 97.2% | 99.2% | 100% | 1.21 | 25 | 15 | Portland, ME | 2013 | NREL ATB: Commercial Solar | LBL Tracking the Sun | DNV Proprietary Data
ME | Medium | Solar PV | Commercial | 250 | 1310.9011 | 327725.2671 | 14.96% | 19.8% | 97.5% | 86% | 97.37% | 99.25% | 100% | 1.21 | 25 | 15 | Portland, ME | 2014 | NREL ATB: Commercial Solar | LBL Tracking the Sun | DNV Proprietary Data
ME | Medium | Solar PV | Commercial | 250 | 1312.518 | 328129.5098 | 14.98% | 20% | 98% | 86% | 97.72% | 99.35% | 100% | 1.21 | 25 | 15 | Portland, ME | 2015 | NREL ATB: Commercial Solar | LBL Tracking the Sun | DNV Proprietary Data
ME | Medium | Solar PV | Commercial | 250 | 1313.9895 | 328497.3751 | 15% | 20% | 98% | 86% | 97.72% | 99.35% | 100% | 1.21 | 25 | 16 | Portland, ME | 2016 | NREL ATB: Commercial Solar | LBL Tracking the Sun | DNV Proprietary Data
ME | Medium | Solar PV | Commercial | 250 | 1316.588 | 329147.0077 | 15.03% | 20.2% | 98% | 86% | 97.72% | 99.35% | 100% | 1.21 | 25 | 17 | Portland, ME | 2017 | NREL ATB: Commercial Solar | LBL Tracking the Sun | DNV Proprietary Data
ME | Medium | Solar PV | Commercial | 250 | 1318.0389 | 329509.7219 | 15.05% | 20.2% | 98% | 85.9% | 97.72% | 99.35% | 100% | 1.21 | 25 | 18 | Portland, ME | 2018 | NREL ATB: Commercial Solar | LBL Tracking the Sun | DNV Proprietary Data
ME | Medium | Solar PV | Commercial | 250 | 1320.5383 | 330134.5716 | 15.07% | 20.8% | 98% | 85.9% | 97.72% | 99.35% | 100% | 1.21 | 25 | 18 | Portland, ME | 2019 | NREL ATB: Commercial Solar | LBL Tracking the Sun | DNV Proprietary Data
ME | Medium | Solar PV | Commercial | 250 | 1322.1171 | 330529.2819 | 15.09% | 20.8% | 98% | 85.9% | 97.72% | 99.35% | 100% | 1.21 | 25 | 18 | Portland, ME | 2020 | NREL ATB: Commercial Solar | LBL Tracking the Sun | DNV Proprietary Data
ME | Medium | Solar PV | Commercial | 250 | 1324.4395 | 331109.8873 | 15.12% | 21% | 98% | 85.9% | 97.72% | 99.35% | 100% | 1.21 | 25 | 20 | Portland, ME | 2021 | NREL ATB: Commercial Solar | LBL Tracking the Sun | DNV Proprietary Data
ME | Medium | Solar PV | Commercial | 250 | 1324.4395 | 331109.8873 | 15.12% | 21% | 98% | 85.9% | 97.72% | 99.35% | 100% | 1.21 | 25 | 20 | Portland, ME | 2022 | NREL ATB: Commercial Solar | LBL Tracking the Sun | DNV Proprietary Data
ME | Small 1 | Solar PV | Commercial | 33.83 | 1306.2743 | 44191.2595 | 14.91% | 19.8% | 95.9% | 86% | 97.02% | 99.15% | 100% | 1.17 | 25 | 15 | Portland, ME | 2012 | NREL ATB: Commercial Solar | LBL Tracking the Sun | DNV Proprietary Data
ME | Small 1 | Solar PV | Commercial | 37.4 | 1308.0278 | 48920.2411 | 14.93% | 19.8% | 96.8% | 86% | 97.2% | 99.2% | 100% | 1.17 | 25 | 15 | Portland, ME | 2013 | NREL ATB: Commercial Solar | LBL Tracking the Sun | DNV Proprietary Data
ME | Small 1 | Solar PV | Commercial | 34.68 | 1310.5016 | 45448.1942 | 14.96% | 19.8% | 97.5% | 86% | 97.37% | 99.25% | 100% | 1.17 | 25 | 15 | Portland, ME | 2014 | NREL ATB: Commercial Solar | LBL Tracking the Sun | DNV Proprietary Data
ME | Small 1 | Solar PV | Commercial | 32.81 | 1312.287 | 43056.1357 | 14.98% | 20% | 98% | 86% | 97.72% | 99.35% | 100% | 1.17 | 25 | 15 | Portland, ME | 2015 | NREL ATB: Commercial Solar | LBL Tracking the Sun | DNV Proprietary Data
ME | Small 1 | Solar PV | Commercial | 33.15 | 1313.847 | 43554.0286 | 15% | 20% | 98% | 86% | 97.72% | 99.35% | 100% | 1.17 | 25 | 16 | Portland, ME | 2016 | NREL ATB: Commercial Solar | LBL Tracking the Sun | DNV Proprietary Data
ME | Small 1 | Solar PV | Commercial | 38.76 | 1316.3381 | 51021.265 | 15.03% | 20.2% | 98% | 86% | 97.72% | 99.35% | 100% | 1.17 | 25 | 17 | Portland, ME | 2017 | NREL ATB: Commercial Solar | LBL Tracking the Sun | DNV Proprietary Data
ME | Small 1 | Solar PV | Commercial | 39.27 | 1318.0325 | 51759.1366 | 15.05% | 20.2% | 98% | 85.9% | 97.72% | 99.35% | 100% | 1.17 | 25 | 18 | Portland, ME | 2018 | NREL ATB: Commercial Solar | LBL Tracking the Sun | DNV Proprietary Data
ME | Small 1 | Solar PV | Commercial | 38.25 | 1320.6474 | 50514.7622 | 15.08% | 20.8% | 98% | 85.9% | 97.72% | 99.35% | 100% | 1.17 | 25 | 18 | Portland, ME | 2019 | NREL ATB: Commercial Solar | LBL Tracking the Sun | DNV Proprietary Data
ME | Small 1 | Solar PV | Commercial | 36.38 | 1322.6363 | 48117.5087 | 15.1% | 20.8% | 98% | 85.9% | 97.72% | 99.35% | 100% | 1.17 | 25 | 18 | Portland, ME | 2020 | NREL ATB: Commercial Solar | LBL Tracking the Sun | DNV Proprietary Data
ME | Small 1 | Solar PV | Commercial | 32.64 | 1324.0182 | 43215.9539 | 15.11% | 21% | 98% | 85.9% | 97.72% | 99.35% | 100% | 1.17 | 25 | 20 | Portland, ME | 2021 | NREL ATB: Commercial Solar | LBL Tracking the Sun | DNV Proprietary Data
ME | Small 1 | Solar PV | Commercial | 34.1193 | 1324.5114 | 45191.4652 | 15.12% | 21% | 98% | 85.9% | 97.72% | 99.35% | 100% | 1.17 | 25 | 20 | Portland, ME | 2022 | NREL ATB: Commercial Solar | LBL Tracking the Sun | DNV Proprietary Data
ME | Small 2 | Solar PV | Commercial | 100 | 1306.2743 | 130627.4297 | 14.91% | 19.8% | 95.9% | 86% | 97.02% | 99.15% | 100% | 1.17 | 25 | 15 | Portland, ME | 2012 | NREL ATB: Commercial Solar | LBL Tracking the Sun | DNV Proprietary Data
ME | Small 2 | Solar PV | Commercial | 100 | 1308.0278 | 130802.7837 | 14.93% | 19.8% | 96.8% | 86% | 97.2% | 99.2% | 100% | 1.17 | 25 | 15 | Portland, ME | 2013 | NREL ATB: Commercial Solar | LBL Tracking the Sun | DNV Proprietary Data
ME | Small 2 | Solar PV | Commercial | 100 | 1310.5016 | 131050.1563 | 14.96% | 19.8% | 97.5% | 86% | 97.37% | 99.25% | 100% | 1.17 | 25 | 15 | Portland, ME | 2014 | NREL ATB: Commercial Solar | LBL Tracking the Sun | DNV Proprietary Data
ME | Small 2 | Solar PV | Commercial | 100 | 1312.287 | 131228.6977 | 14.98% | 20% | 98% | 86% | 97.72% | 99.35% | 100% | 1.17 | 25 | 15 | Portland, ME | 2015 | NREL ATB: Commercial Solar | LBL Tracking the Sun | DNV Proprietary Data
ME | Small 2 | Solar PV | Commercial | 100 | 1313.847 | 131384.7017 | 15% | 20% | 98% | 86% | 97.72% | 99.35% | 100% | 1.17 | 25 | 16 | Portland, ME | 2016 | NREL ATB: Commercial Solar | LBL Tracking the Sun | DNV Proprietary Data
ME | Small 2 | Solar PV | Commercial | 100 | 1316.3381 | 131633.8107 | 15.03% | 20.2% | 98% | 86% | 97.72% | 99.35% | 100% | 1.17 | 25 | 17 | Portland, ME | 2017 | NREL ATB: Commercial Solar | LBL Tracking the Sun | DNV Proprietary Data
ME | Small 2 | Solar PV | Commercial | 100 | 1318.0325 | 131803.2508 | 15.05% | 20.2% | 98% | 85.9% | 97.72% | 99.35% | 100% | 1.17 | 25 | 18 | Portland, ME | 2018 | NREL ATB: Commercial Solar | LBL Tracking the Sun | DNV Proprietary Data
ME | Small 2 | Solar PV | Commercial | 100 | 1320.6474 | 132064.7379 | 15.08% | 20.8% | 98% | 85.9% | 97.72% | 99.35% | 100% | 1.17 | 25 | 18 | Portland, ME | 2019 | NREL ATB: Commercial Solar | LBL Tracking the Sun | DNV Proprietary Data
ME | Small 2 | Solar PV | Commercial | 100 | 1322.6363 | 132263.6303 | 15.1% | 20.8% | 98% | 85.9% | 97.72% | 99.35% | 100% | 1.17 | 25 | 18 | Portland, ME | 2020 | NREL ATB: Commercial Solar | LBL Tracking the Sun | DNV Proprietary Data
ME | Small 2 | Solar PV | Commercial | 100 | 1324.0182 | 132401.8196 | 15.11% | 21% | 98% | 85.9% | 97.72% | 99.35% | 100% | 1.17 | 25 | 20 | Portland, ME | 2021 | NREL ATB: Commercial Solar | LBL Tracking the Sun | DNV Proprietary Data
ME | Small 2 | Solar PV | Commercial | 100 | 1324.0182 | 132401.8196 | 15.12% | 21% | 98% | 85.9% | 97.72% | 99.35% | 100% | 1.17 | 25 | 20 | Portland, ME | 2022 | NREL ATB: Commercial Solar | LBL Tracking the Sun | DNV Proprietary Data
MI | Large 2 | Solar PV | Commercial | 1000 | 1274.4412 | 1274441.208 | 14.55% | 19.8% | 95.9% | 86% | 97.02% | 99.15% | 100% | 1.23 | 25 | 15 | Lansing, MI | 2012 | NREL ATB: Commercial Solar | LBL Tracking the Sun | DNV Proprietary Data
MI | Large 2 | Solar PV | Commercial | 1000 | 1276.3156 | 1276315.5546 | 14.57% | 19.8% | 96.8% | 86% | 97.2% | 99.2% | 100% | 1.23 | 25 | 15 | Lansing, MI | 2013 | NREL ATB: Commercial Solar | LBL Tracking the Sun | DNV Proprietary Data
MI | Large 2 | Solar PV | Commercial | 1000 | 1278.4152 | 1278415.24 | 14.59% | 19.8% | 97.5% | 86% | 97.37% | 99.25% | 100% | 1.23 | 25 | 15 | Lansing, MI | 2014 | NREL ATB: Commercial Solar | LBL Tracking the Sun | DNV Proprietary Data
MI | Large 2 | Solar PV | Commercial | 1000 | 1280.0817 | 1280081.6822 | 14.61% | 20% | 98% | 86% | 97.72% | 99.35% | 100% | 1.23 | 25 | 15 | Lansing, MI | 2015 | NREL ATB: Commercial Solar | LBL Tracking the Sun | DNV Proprietary Data
MI | Large 2 | Solar PV | Commercial | 1000 | 1281.9166 | 1281916.621 | 14.63% | 20% | 98% | 86% | 97.72% | 99.35% | 100% | 1.23 | 25 | 16 | Lansing, MI | 2016 | NREL ATB: Commercial Solar | LBL Tracking the Sun | DNV Proprietary Data
MI | Large 2 | Solar PV | Commercial | 1000 | 1283.4396 | 1283439.5791 | 14.65% | 20.2% | 98% | 86% | 97.72% | 99.35% | 100% | 1.23 | 25 | 17 | Lansing, MI | 2017 | NREL ATB: Commercial Solar | LBL Tracking the Sun | DNV Proprietary Data
MI | Large 2 | Solar PV | Commercial | 1000 | 1285.2536 | 1285253.6421 | 14.67% | 20.2% | 98% | 85.9% | 97.72% | 99.35% | 100% | 1.23 | 25 | 18 | Lansing, MI | 2018 | NREL ATB: Commercial Solar | LBL Tracking the Sun | DNV Proprietary Data
MI | Large 2 | Solar PV | Commercial | 1000 | 1287.2346 | 1287234.6307 | 14.69% | 20.8% | 98% | 85.9% | 97.72% | 99.35% | 100% | 1.23 | 25 | 18 | Lansing, MI | 2019 | NREL ATB: Commercial Solar | LBL Tracking the Sun | DNV Proprietary Data
MI | Large 2 | Solar PV | Commercial | 1000 | 1289.6556 | 1289655.6041 | 14.72% | 20.8% | 98% | 85.9% | 97.72% | 99.35% | 100% | 1.23 | 25 | 18 | Lansing, MI | 2020 | NREL ATB: Commercial Solar | LBL Tracking the Sun | DNV Proprietary Data
MI | Large 2 | Solar PV | Commercial | 1000 | 1291.7117 | 1291711.7409 | 14.75% | 21% | 98% | 85.9% | 97.72% | 99.35% | 100% | 1.23 | 25 | 20 | Lansing, MI | 2021 | NREL ATB: Commercial Solar | LBL Tracking the Sun | DNV Proprietary Data
MI | Large 2 | Solar PV | Commercial | 1000 | 1291.7117 | 1291711.7409 | 14.75% | 21% | 98% | 85.9% | 97.72% | 99.35% | 100% | 1.23 | 25 | 20 | Lansing, MI | 2022 | NREL ATB: Commercial Solar | LBL Tracking the Sun | DNV Proprietary Data
MI | Large 1 | Solar PV | Commercial | 500 | 1271.62 | 635809.9976 | 14.52% | 19.8% | 95.9% | 86% | 97.02% | 99.15% | 100% | 1.21 | 25 | 15 | Lansing, MI | 2012 | NREL ATB: Commercial Solar | LBL Tracking the Sun | DNV Proprietary Data
MI | Large 1 | Solar PV | Commercial | 500 | 1273.6741 | 636837.0472 | 14.54% | 19.8% | 96.8% | 86% | 97.2% | 99.2% | 100% | 1.21 | 25 | 15 | Lansing, MI | 2013 | NREL ATB: Commercial Solar | LBL Tracking the Sun | DNV Proprietary Data
MI | Large 1 | Solar PV | Commercial | 500 | 1275.7031 | 637851.5259 | 14.56% | 19.8% | 97.5% | 86% | 97.37% | 99.25% | 100% | 1.21 | 25 | 15 | Lansing, MI | 2014 | NREL ATB: Commercial Solar | LBL Tracking the Sun | DNV Proprietary Data
MI | Large 1 | Solar PV | Commercial | 500 | 1278.1549 | 639077.4631 | 14.59% | 20% | 98% | 86% | 97.72% | 99.35% | 100% | 1.21 | 25 | 15 | Lansing, MI | 2015 | NREL ATB: Commercial Solar | LBL Tracking the Sun | DNV Proprietary Data
MI | Large 1 | Solar PV | Commercial | 500 | 1279.9603 | 639980.1511 | 14.61% | 20% | 98% | 86% | 97.72% | 99.35% | 100% | 1.21 | 25 | 16 | Lansing, MI | 2016 | NREL ATB: Commercial Solar | LBL Tracking the Sun | DNV Proprietary Data
MI | Large 1 | Solar PV | Commercial | 500 | 1282.0871 | 641043.572 | 14.64% | 20.2% | 98% | 86% | 97.72% | 99.35% | 100% | 1.21 | 25 | 17 | Lansing, MI | 2017 | NREL ATB: Commercial Solar | LBL Tracking the Sun | DNV Proprietary Data
MI | Large 1 | Solar PV | Commercial | 500 | 1283.8741 | 641937.0567 | 14.66% | 20.2% | 98% | 85.9% | 97.72% | 99.35% | 100% | 1.21 | 25 | 18 | Lansing, MI | 2018 | NREL ATB: Commercial Solar | LBL Tracking the Sun | DNV Proprietary Data
MI | Large 1 | Solar PV | Commercial | 500 | 1286.3746 | 643187.2902 | 14.68% | 20.8% | 98% | 85.9% | 97.72% | 99.35% | 100% | 1.21 | 25 | 18 | Lansing, MI | 2019 | NREL ATB: Commercial Solar | LBL Tracking the Sun | DNV Proprietary Data
MI | Large 1 | Solar PV | Commercial | 500 | 1288.4868 | 644243.4094 | 14.71% | 20.8% | 98% | 85.9% | 97.72% | 99.35% | 100% | 1.21 | 25 | 18 | Lansing, MI | 2020 | NREL ATB: Commercial Solar | LBL Tracking the Sun | DNV Proprietary Data
MI | Large 1 | Solar PV | Commercial | 500 | 1290.0311 | 645015.554 | 14.73% | 21% | 98% | 85.9% | 97.72% | 99.35% | 100% | 1.21 | 25 | 20 | Lansing, MI | 2021 | NREL ATB: Commercial Solar | LBL Tracking the Sun | DNV Proprietary Data
MI | Large 1 | Solar PV | Commercial | 500 | 1290.0311 | 645015.554 | 14.73% | 21% | 98% | 85.9% | 97.72% | 99.35% | 100% | 1.21 | 25 | 20 | Lansing, MI | 2022 | NREL ATB: Commercial Solar | LBL Tracking the Sun | DNV Proprietary Data
MI | Medium | Solar PV | Commercial | 250 | 1272.1985 | 318049.6132 | 14.52% | 19.8% | 95.9% | 86% | 97.02% | 99.15% | 100% | 1.21 | 25 | 15 | Lansing, MI | 2012 | NREL ATB: Commercial Solar | LBL Tracking the Sun | DNV Proprietary Data
MI | Medium | Solar PV | Commercial | 250 | 1274.7262 | 318681.5579 | 14.55% | 19.8% | 96.8% | 86% | 97.2% | 99.2% | 100% | 1.21 | 25 | 15 | Lansing, MI | 2013 | NREL ATB: Commercial Solar | LBL Tracking the Sun | DNV Proprietary Data
MI | Medium | Solar PV | Commercial | 250 | 1276.0413 | 319010.3291 | 14.57% | 19.8% | 97.5% | 86% | 97.37% | 99.25% | 100% | 1.21 | 25 | 15 | Lansing, MI | 2014 | NREL ATB: Commercial Solar | LBL Tracking the Sun | DNV Proprietary Data
MI | Medium | Solar PV | Commercial | 250 | 1278.4306 | 319607.6424 | 14.59% | 20% | 98% | 86% | 97.72% | 99.35% | 100% | 1.21 | 25 | 15 | Lansing, MI | 2015 | NREL ATB: Commercial Solar | LBL Tracking the Sun | DNV Proprietary Data
MI | Medium | Solar PV | Commercial | 250 | 1280.3457 | 320086.4159 | 14.62% | 20% | 98% | 86% | 97.72% | 99.35% | 100% | 1.21 | 25 | 16 | Lansing, MI | 2016 | NREL ATB: Commercial Solar | LBL Tracking the Sun | DNV Proprietary Data
MI | Medium | Solar PV | Commercial | 250 | 1281.7398 | 320434.9388 | 14.63% | 20.2% | 98% | 86% | 97.72% | 99.35% | 100% | 1.21 | 25 | 17 | Lansing, MI | 2017 | NREL ATB: Commercial Solar | LBL Tracking the Sun | DNV Proprietary Data
MI | Medium | Solar PV | Commercial | 250 | 1283.4305 | 320857.6302 | 14.65% | 20.2% | 98% | 85.9% | 97.72% | 99.35% | 100% | 1.21 | 25 | 18 | Lansing, MI | 2018 | NREL ATB: Commercial Solar | LBL Tracking the Sun | DNV Proprietary Data
MI | Medium | Solar PV | Commercial | 250 | 1285.4571 | 321364.2634 | 14.67% | 20.8% | 98% | 85.9% | 97.72% | 99.35% | 100% | 1.21 | 25 | 18 | Lansing, MI | 2019 | NREL ATB: Commercial Solar | LBL Tracking the Sun | DNV Proprietary Data
MI | Medium | Solar PV | Commercial | 250 | 1287.6577 | 321914.429 | 14.7% | 20.8% | 98% | 85.9% | 97.72% | 99.35% | 100% | 1.21 | 25 | 18 | Lansing, MI | 2020 | NREL ATB: Commercial Solar | LBL Tracking the Sun | DNV Proprietary Data
MI | Medium | Solar PV | Commercial | 250 | 1290.0311 | 322507.777 | 14.73% | 21% | 98% | 85.9% | 97.72% | 99.35% | 100% | 1.21 | 25 | 20 | Lansing, MI | 2021 | NREL ATB: Commercial Solar | LBL Tracking the Sun | DNV Proprietary Data
MI | Medium | Solar PV | Commercial | 250 | 1290.0311 | 322507.777 | 14.73% | 21% | 98% | 85.9% | 97.72% | 99.35% | 100% | 1.21 | 25 | 20 | Lansing, MI | 2022 | NREL ATB: Commercial Solar | LBL Tracking the Sun | DNV Proprietary Data
MI | Small 1 | Solar PV | Commercial | 33.83 | 1272.9668 | 43064.4665 | 14.53% | 19.8% | 95.9% | 86% | 97.02% | 99.15% | 100% | 1.17 | 25 | 15 | Lansing, MI | 2012 | NREL ATB: Commercial Solar | LBL Tracking the Sun | DNV Proprietary Data
MI | Small 1 | Solar PV | Commercial | 37.4 | 1275.2661 | 47694.9512 | 14.56% | 19.8% | 96.8% | 86% | 97.2% | 99.2% | 100% | 1.17 | 25 | 15 | Lansing, MI | 2013 | NREL ATB: Commercial Solar | LBL Tracking the Sun | DNV Proprietary Data
MI | Small 1 | Solar PV | Commercial | 34.68 | 1277.8145 | 44314.607 | 14.59% | 19.8% | 97.5% | 86% | 97.37% | 99.25% | 100% | 1.17 | 25 | 15 | Lansing, MI | 2014 | NREL ATB: Commercial Solar | LBL Tracking the Sun | DNV Proprietary Data
MI | Small 1 | Solar PV | Commercial | 32.81 | 1279.415 | 41977.6052 | 14.61% | 20% | 98% | 86% | 97.72% | 99.35% | 100% | 1.17 | 25 | 15 | Lansing, MI | 2015 | NREL ATB: Commercial Solar | LBL Tracking the Sun | DNV Proprietary Data
MI | Small 1 | Solar PV | Commercial | 33.15 | 1281.9591 | 42496.9429 | 14.63% | 20% | 98% | 86% | 97.72% | 99.35% | 100% | 1.17 | 25 | 16 | Lansing, MI | 2016 | NREL ATB: Commercial Solar | LBL Tracking the Sun | DNV Proprietary Data
MI | Small 1 | Solar PV | Commercial | 38.76 | 1283.292 | 49740.3983 | 14.65% | 20.2% | 98% | 86% | 97.72% | 99.35% | 100% | 1.17 | 25 | 17 | Lansing, MI | 2017 | NREL ATB: Commercial Solar | LBL Tracking the Sun | DNV Proprietary Data
MI | Small 1 | Solar PV | Commercial | 39.27 | 1284.8812 | 50457.2857 | 14.67% | 20.2% | 98% | 85.9% | 97.72% | 99.35% | 100% | 1.17 | 25 | 18 | Lansing, MI | 2018 | NREL ATB: Commercial Solar | LBL Tracking the Sun | DNV Proprietary Data
MI | Small 1 | Solar PV | Commercial | 38.25 | 1286.4342 | 49206.107 | 14.69% | 20.8% | 98% | 85.9% | 97.72% | 99.35% | 100% | 1.17 | 25 | 18 | Lansing, MI | 2019 | NREL ATB: Commercial Solar | LBL Tracking the Sun | DNV Proprietary Data
MI | Small 1 | Solar PV | Commercial | 36.38 | 1288.4853 | 46875.0962 | 14.71% | 20.8% | 98% | 85.9% | 97.72% | 99.35% | 100% | 1.17 | 25 | 18 | Lansing, MI | 2020 | NREL ATB: Commercial Solar | LBL Tracking the Sun | DNV Proprietary Data
MI | Small 1 | Solar PV | Commercial | 32.64 | 1289.8774 | 42101.5993 | 14.72% | 21% | 98% | 85.9% | 97.72% | 99.35% | 100% | 1.17 | 25 | 20 | Lansing, MI | 2021 | NREL ATB: Commercial Solar | LBL Tracking the Sun | DNV Proprietary Data
MI | Small 1 | Solar PV | Commercial | 34.1193 | 1290.3579 | 44026.1706 | 14.73% | 21% | 98% | 85.9% | 97.72% | 99.35% | 100% | 1.17 | 25 | 20 | Lansing, MI | 2022 | NREL ATB: Commercial Solar | LBL Tracking the Sun | DNV Proprietary Data
MI | Small 2 | Solar PV | Commercial | 100 | 1272.9668 | 127296.6789 | 14.53% | 19.8% | 95.9% | 86% | 97.02% | 99.15% | 100% | 1.17 | 25 | 15 | Lansing, MI | 2012 | NREL ATB: Commercial Solar | LBL Tracking the Sun | DNV Proprietary Data
MI | Small 2 | Solar PV | Commercial | 100 | 1275.2661 | 127526.6075 | 14.56% | 19.8% | 96.8% | 86% | 97.2% | 99.2% | 100% | 1.17 | 25 | 15 | Lansing, MI | 2013 | NREL ATB: Commercial Solar | LBL Tracking the Sun | DNV Proprietary Data
MI | Small 2 | Solar PV | Commercial | 100 | 1277.8145 | 127781.4504 | 14.59% | 19.8% | 97.5% | 86% | 97.37% | 99.25% | 100% | 1.17 | 25 | 15 | Lansing, MI | 2014 | NREL ATB: Commercial Solar | LBL Tracking the Sun | DNV Proprietary Data
MI | Small 2 | Solar PV | Commercial | 100 | 1279.415 | 127941.4972 | 14.61% | 20% | 98% | 86% | 97.72% | 99.35% | 100% | 1.17 | 25 | 15 | Lansing, MI | 2015 | NREL ATB: Commercial Solar | LBL Tracking the Sun | DNV Proprietary Data
MI | Small 2 | Solar PV | Commercial | 100 | 1281.9591 | 128195.9061 | 14.63% | 20% | 98% | 86% | 97.72% | 99.35% | 100% | 1.17 | 25 | 16 | Lansing, MI | 2016 | NREL ATB: Commercial Solar | LBL Tracking the Sun | DNV Proprietary Data
MI | Small 2 | Solar PV | Commercial | 100 | 1283.292 | 128329.2009 | 14.65% | 20.2% | 98% | 86% | 97.72% | 99.35% | 100% | 1.17 | 25 | 17 | Lansing, MI | 2017 | NREL ATB: Commercial Solar | LBL Tracking the Sun | DNV Proprietary Data
MI | Small 2 | Solar PV | Commercial | 100 | 1284.8812 | 128488.1226 | 14.67% | 20.2% | 98% | 85.9% | 97.72% | 99.35% | 100% | 1.17 | 25 | 18 | Lansing, MI | 2018 | NREL ATB: Commercial Solar | LBL Tracking the Sun | DNV Proprietary Data
MI | Small 2 | Solar PV | Commercial | 100 | 1286.4342 | 128643.4169 | 14.69% | 20.8% | 98% | 85.9% | 97.72% | 99.35% | 100% | 1.17 | 25 | 18 | Lansing, MI | 2019 | NREL ATB: Commercial Solar | LBL Tracking the Sun | DNV Proprietary Data
MI | Small 2 | Solar PV | Commercial | 100 | 1288.4853 | 128848.5326 | 14.71% | 20.8% | 98% | 85.9% | 97.72% | 99.35% | 100% | 1.17 | 25 | 18 | Lansing, MI | 2020 | NREL ATB: Commercial Solar | LBL Tracking the Sun | DNV Proprietary Data
MI | Small 2 | Solar PV | Commercial | 100 | 1289.8774 | 128987.7429 | 14.72% | 21% | 98% | 85.9% | 97.72% | 99.35% | 100% | 1.17 | 25 | 20 | Lansing, MI | 2021 | NREL ATB: Commercial Solar | LBL Tracking the Sun | DNV Proprietary Data
MI | Small 2 | Solar PV | Commercial | 100 | 1289.8774 | 128987.7429 | 14.73% | 21% | 98% | 85.9% | 97.72% | 99.35% | 100% | 1.17 | 25 | 20 | Lansing, MI | 2022 | NREL ATB: Commercial Solar | LBL Tracking the Sun | DNV Proprietary Data
MN | Large 2 | Solar PV | Commercial | 1000 | 1316.6833 | 1316683.297 | 15.03% | 19.8% | 95.9% | 86% | 97.02% | 99.15% | 100% | 1.23 | 25 | 15 | Minneapolis, MN | 2012 | NREL ATB: Commercial Solar | LBL Tracking the Sun | DNV Proprietary Data
MN | Large 2 | Solar PV | Commercial | 1000 | 1318.7204 | 1318720.3668 | 15.05% | 19.8% | 96.8% | 86% | 97.2% | 99.2% | 100% | 1.23 | 25 | 15 | Minneapolis, MN | 2013 | NREL ATB: Commercial Solar | LBL Tracking the Sun | DNV Proprietary Data
MN | Large 2 | Solar PV | Commercial | 1000 | 1320.2757 | 1320275.6825 | 15.07% | 19.8% | 97.5% | 86% | 97.37% | 99.25% | 100% | 1.23 | 25 | 15 | Minneapolis, MN | 2014 | NREL ATB: Commercial Solar | LBL Tracking the Sun | DNV Proprietary Data
MN | Large 2 | Solar PV | Commercial | 1000 | 1322.9033 | 1322903.2628 | 15.1% | 20% | 98% | 86% | 97.72% | 99.35% | 100% | 1.23 | 25 | 15 | Minneapolis, MN | 2015 | NREL ATB: Commercial Solar | LBL Tracking the Sun | DNV Proprietary Data
MN | Large 2 | Solar PV | Commercial | 1000 | 1324.8042 | 1324804.2198 | 15.12% | 20% | 98% | 86% | 97.72% | 99.35% | 100% | 1.23 | 25 | 16 | Minneapolis, MN | 2016 | NREL ATB: Commercial Solar | LBL Tracking the Sun | DNV Proprietary Data
MN | Large 2 | Solar PV | Commercial | 1000 | 1327.2678 | 1327267.7568 | 15.15% | 20.2% | 98% | 86% | 97.72% | 99.35% | 100% | 1.23 | 25 | 17 | Minneapolis, MN | 2017 | NREL ATB: Commercial Solar | LBL Tracking the Sun | DNV Proprietary Data
MN | Large 2 | Solar PV | Commercial | 1000 | 1329.089 | 1329088.974 | 15.17% | 20.2% | 98% | 85.9% | 97.72% | 99.35% | 100% | 1.23 | 25 | 18 | Minneapolis, MN | 2018 | NREL ATB: Commercial Solar | LBL Tracking the Sun | DNV Proprietary Data
MN | Large 2 | Solar PV | Commercial | 1000 | 1331.6291 | 1331629.1479 | 15.2% | 20.8% | 98% | 85.9% | 97.72% | 99.35% | 100% | 1.23 | 25 | 18 | Minneapolis, MN | 2019 | NREL ATB: Commercial Solar | LBL Tracking the Sun | DNV Proprietary Data
MN | Large 2 | Solar PV | Commercial | 1000 | 1333.4718 | 1333471.7888 | 15.22% | 20.8% | 98% | 85.9% | 97.72% | 99.35% | 100% | 1.23 | 25 | 18 | Minneapolis, MN | 2020 | NREL ATB: Commercial Solar | LBL Tracking the Sun | DNV Proprietary Data
MN | Large 2 | Solar PV | Commercial | 1000 | 1334.8366 | 1334836.6026 | 15.24% | 21% | 98% | 85.9% | 97.72% | 99.35% | 100% | 1.23 | 25 | 20 | Minneapolis, MN | 2021 | NREL ATB: Commercial Solar | LBL Tracking the Sun | DNV Proprietary Data
MN | Large 2 | Solar PV | Commercial | 1000 | 1334.8366 | 1334836.6026 | 15.24% | 21% | 98% | 85.9% | 97.72% | 99.35% | 100% | 1.23 | 25 | 20 | Minneapolis, MN | 2022 | NREL ATB: Commercial Solar | LBL Tracking the Sun | DNV Proprietary Data
MN | Large 1 | Solar PV | Commercial | 500 | 1314.8899 | 657444.9318 | 15.01% | 19.8% | 95.9% | 86% | 97.02% | 99.15% | 100% | 1.21 | 25 | 15 | Minneapolis, MN | 2012 | NREL ATB: Commercial Solar | LBL Tracking the Sun | DNV Proprietary Data
MN | Large 1 | Solar PV | Commercial | 500 | 1316.8741 | 658437.0508 | 15.03% | 19.8% | 96.8% | 86% | 97.2% | 99.2% | 100% | 1.21 | 25 | 15 | Minneapolis, MN | 2013 | NREL ATB: Commercial Solar | LBL Tracking the Sun | DNV Proprietary Data
MN | Large 1 | Solar PV | Commercial | 500 | 1318.3618 | 659180.8998 | 15.05% | 19.8% | 97.5% | 86% | 97.37% | 99.25% | 100% | 1.21 | 25 | 15 | Minneapolis, MN | 2014 | NREL ATB: Commercial Solar | LBL Tracking the Sun | DNV Proprietary Data
MN | Large 1 | Solar PV | Commercial | 500 | 1319.9658 | 659982.9083 | 15.07% | 20% | 98% | 86% | 97.72% | 99.35% | 100% | 1.21 | 25 | 15 | Minneapolis, MN | 2015 | NREL ATB: Commercial Solar | LBL Tracking the Sun | DNV Proprietary Data
MN | Large 1 | Solar PV | Commercial | 500 | 1322.064 | 661031.9909 | 15.09% | 20% | 98% | 86% | 97.72% | 99.35% | 100% | 1.21 | 25 | 16 | Minneapolis, MN | 2016 | NREL ATB: Commercial Solar | LBL Tracking the Sun | DNV Proprietary Data
MN | Large 1 | Solar PV | Commercial | 500 | 1323.9714 | 661985.7173 | 15.11% | 20.2% | 98% | 86% | 97.72% | 99.35% | 100% | 1.21 | 25 | 17 | Minneapolis, MN | 2017 | NREL ATB: Commercial Solar | LBL Tracking the Sun | DNV Proprietary Data
MN | Large 1 | Solar PV | Commercial | 500 | 1326.602 | 663300.9956 | 15.14% | 20.2% | 98% | 85.9% | 97.72% | 99.35% | 100% | 1.21 | 25 | 18 | Minneapolis, MN | 2018 | NREL ATB: Commercial Solar | LBL Tracking the Sun | DNV Proprietary Data
MN | Large 1 | Solar PV | Commercial | 500 | 1328.274 | 664137.0041 | 15.16% | 20.8% | 98% | 85.9% | 97.72% | 99.35% | 100% | 1.21 | 25 | 18 | Minneapolis, MN | 2019 | NREL ATB: Commercial Solar | LBL Tracking the Sun | DNV Proprietary Data
MN | Large 1 | Solar PV | Commercial | 500 | 1329.8218 | 664910.889 | 15.18% | 20.8% | 98% | 85.9% | 97.72% | 99.35% | 100% | 1.21 | 25 | 18 | Minneapolis, MN | 2020 | NREL ATB: Commercial Solar | LBL Tracking the Sun | DNV Proprietary Data
MN | Large 1 | Solar PV | Commercial | 500 | 1331.7413 | 665870.6601 | 15.2% | 21% | 98% | 85.9% | 97.72% | 99.35% | 100% | 1.21 | 25 | 20 | Minneapolis, MN | 2021 | NREL ATB: Commercial Solar | LBL Tracking the Sun | DNV Proprietary Data
MN | Large 1 | Solar PV | Commercial | 500 | 1331.7413 | 665870.6601 | 15.21% | 21% | 98% | 85.9% | 97.72% | 99.35% | 100% | 1.21 | 25 | 20 | Minneapolis, MN | 2022 | NREL ATB: Commercial Solar | LBL Tracking the Sun | DNV Proprietary Data
MN | Medium | Solar PV | Commercial | 250 | 1313.6876 | 328421.91 | 15% | 19.8% | 95.9% | 86% | 97.02% | 99.15% | 100% | 1.21 | 25 | 15 | Minneapolis, MN | 2012 | NREL ATB: Commercial Solar | LBL Tracking the Sun | DNV Proprietary Data
MN | Medium | Solar PV | Commercial | 250 | 1315.2478 | 328811.9575 | 15.01% | 19.8% | 96.8% | 86% | 97.2% | 99.2% | 100% | 1.21 | 25 | 15 | Minneapolis, MN | 2013 | NREL ATB: Commercial Solar | LBL Tracking the Sun | DNV Proprietary Data
MN | Medium | Solar PV | Commercial | 250 | 1316.9268 | 329231.711 | 15.03% | 19.8% | 97.5% | 86% | 97.37% | 99.25% | 100% | 1.21 | 25 | 15 | Minneapolis, MN | 2014 | NREL ATB: Commercial Solar | LBL Tracking the Sun | DNV Proprietary Data
MN | Medium | Solar PV | Commercial | 250 | 1319.1119 | 329777.9865 | 15.06% | 20% | 98% | 86% | 97.72% | 99.35% | 100% | 1.21 | 25 | 15 | Minneapolis, MN | 2015 | NREL ATB: Commercial Solar | LBL Tracking the Sun | DNV Proprietary Data
MN | Medium | Solar PV | Commercial | 250 | 1321.7106 | 330427.6398 | 15.09% | 20% | 98% | 86% | 97.72% | 99.35% | 100% | 1.21 | 25 | 16 | Minneapolis, MN | 2016 | NREL ATB: Commercial Solar | LBL Tracking the Sun | DNV Proprietary Data
MN | Medium | Solar PV | Commercial | 250 | 1324.2494 | 331062.3406 | 15.12% | 20.2% | 98% | 86% | 97.72% | 99.35% | 100% | 1.21 | 25 | 17 | Minneapolis, MN | 2017 | NREL ATB: Commercial Solar | LBL Tracking the Sun | DNV Proprietary Data
MN | Medium | Solar PV | Commercial | 250 | 1325.6566 | 331414.1482 | 15.13% | 20.2% | 98% | 85.9% | 97.72% | 99.35% | 100% | 1.21 | 25 | 18 | Minneapolis, MN | 2018 | NREL ATB: Commercial Solar | LBL Tracking the Sun | DNV Proprietary Data
MN | Medium | Solar PV | Commercial | 250 | 1327.746 | 331936.4906 | 15.16% | 20.8% | 98% | 85.9% | 97.72% | 99.35% | 100% | 1.21 | 25 | 18 | Minneapolis, MN | 2019 | NREL ATB: Commercial Solar | LBL Tracking the Sun | DNV Proprietary Data
MN | Medium | Solar PV | Commercial | 250 | 1330.176 | 332544.0091 | 15.18% | 20.8% | 98% | 85.9% | 97.72% | 99.35% | 100% | 1.21 | 25 | 18 | Minneapolis, MN | 2020 | NREL ATB: Commercial Solar | LBL Tracking the Sun | DNV Proprietary Data
MN | Medium | Solar PV | Commercial | 250 | 1331.7413 | 332935.33 | 15.2% | 21% | 98% | 85.9% | 97.72% | 99.35% | 100% | 1.21 | 25 | 20 | Minneapolis, MN | 2021 | NREL ATB: Commercial Solar | LBL Tracking the Sun | DNV Proprietary Data
MN | Medium | Solar PV | Commercial | 250 | 1331.7413 | 332935.33 | 15.21% | 21% | 98% | 85.9% | 97.72% | 99.35% | 100% | 1.21 | 25 | 20 | Minneapolis, MN | 2022 | NREL ATB: Commercial Solar | LBL Tracking the Sun | DNV Proprietary Data
MN | Small 1 | Solar PV | Commercial | 33.83 | 1311.8109 | 44378.5627 | 14.98% | 19.8% | 95.9% | 86% | 97.02% | 99.15% | 100% | 1.17 | 25 | 15 | Minneapolis, MN | 2012 | NREL ATB: Commercial Solar | LBL Tracking the Sun | DNV Proprietary Data
MN | Small 1 | Solar PV | Commercial | 37.4 | 1314.3269 | 49155.8243 | 15% | 19.8% | 96.8% | 86% | 97.2% | 99.2% | 100% | 1.17 | 25 | 15 | Minneapolis, MN | 2013 | NREL ATB: Commercial Solar | LBL Tracking the Sun | DNV Proprietary Data
MN | Small 1 | Solar PV | Commercial | 34.68 | 1316.8233 | 45667.4309 | 15.03% | 19.8% | 97.5% | 86% | 97.37% | 99.25% | 100% | 1.17 | 25 | 15 | Minneapolis, MN | 2014 | NREL ATB: Commercial Solar | LBL Tracking the Sun | DNV Proprietary Data
MN | Small 1 | Solar PV | Commercial | 32.81 | 1319.4097 | 43289.8333 | 15.06% | 20% | 98% | 86% | 97.72% | 99.35% | 100% | 1.17 | 25 | 15 | Minneapolis, MN | 2015 | NREL ATB: Commercial Solar | LBL Tracking the Sun | DNV Proprietary Data
MN | Small 1 | Solar PV | Commercial | 33.15 | 1321.2692 | 43800.0739 | 15.08% | 20% | 98% | 86% | 97.72% | 99.35% | 100% | 1.17 | 25 | 16 | Minneapolis, MN | 2016 | NREL ATB: Commercial Solar | LBL Tracking the Sun | DNV Proprietary Data
MN | Small 1 | Solar PV | Commercial | 38.76 | 1323.6249 | 51303.6992 | 15.11% | 20.2% | 98% | 86% | 97.72% | 99.35% | 100% | 1.17 | 25 | 17 | Minneapolis, MN | 2017 | NREL ATB: Commercial Solar | LBL Tracking the Sun | DNV Proprietary Data
MN | Small 1 | Solar PV | Commercial | 39.27 | 1326.1829 | 52079.2021 | 15.14% | 20.2% | 98% | 85.9% | 97.72% | 99.35% | 100% | 1.17 | 25 | 18 | Minneapolis, MN | 2018 | NREL ATB: Commercial Solar | LBL Tracking the Sun | DNV Proprietary Data
MN | Small 1 | Solar PV | Commercial | 38.25 | 1327.7955 | 50788.1769 | 15.16% | 20.8% | 98% | 85.9% | 97.72% | 99.35% | 100% | 1.17 | 25 | 18 | Minneapolis, MN | 2019 | NREL ATB: Commercial Solar | LBL Tracking the Sun | DNV Proprietary Data
MN | Small 1 | Solar PV | Commercial | 36.38 | 1329.8905 | 48381.4148 | 15.18% | 20.8% | 98% | 85.9% | 97.72% | 99.35% | 100% | 1.17 | 25 | 18 | Minneapolis, MN | 2020 | NREL ATB: Commercial Solar | LBL Tracking the Sun | DNV Proprietary Data
MN | Small 1 | Solar PV | Commercial | 32.64 | 1331.4115 | 43457.2714 | 15.2% | 21% | 98% | 85.9% | 97.72% | 99.35% | 100% | 1.17 | 25 | 20 | Minneapolis, MN | 2021 | NREL ATB: Commercial Solar | LBL Tracking the Sun | DNV Proprietary Data
MN | Small 1 | Solar PV | Commercial | 34.1193 | 1331.9074 | 45443.814 | 15.2% | 21% | 98% | 85.9% | 97.72% | 99.35% | 100% | 1.17 | 25 | 20 | Minneapolis, MN | 2022 | NREL ATB: Commercial Solar | LBL Tracking the Sun | DNV Proprietary Data
MN | Small 2 | Solar PV | Commercial | 100 | 1311.8109 | 131181.0899 | 14.98% | 19.8% | 95.9% | 86% | 97.02% | 99.15% | 100% | 1.17 | 25 | 15 | Minneapolis, MN | 2012 | NREL ATB: Commercial Solar | LBL Tracking the Sun | DNV Proprietary Data
MN | Small 2 | Solar PV | Commercial | 100 | 1314.3269 | 131432.6853 | 15% | 19.8% | 96.8% | 86% | 97.2% | 99.2% | 100% | 1.17 | 25 | 15 | Minneapolis, MN | 2013 | NREL ATB: Commercial Solar | LBL Tracking the Sun | DNV Proprietary Data
MN | Small 2 | Solar PV | Commercial | 100 | 1316.8233 | 131682.3268 | 15.03% | 19.8% | 97.5% | 86% | 97.37% | 99.25% | 100% | 1.17 | 25 | 15 | Minneapolis, MN | 2014 | NREL ATB: Commercial Solar | LBL Tracking the Sun | DNV Proprietary Data
MN | Small 2 | Solar PV | Commercial | 100 | 1319.4097 | 131940.9733 | 15.06% | 20% | 98% | 86% | 97.72% | 99.35% | 100% | 1.17 | 25 | 15 | Minneapolis, MN | 2015 | NREL ATB: Commercial Solar | LBL Tracking the Sun | DNV Proprietary Data
MN | Small 2 | Solar PV | Commercial | 100 | 1321.2692 | 132126.9198 | 15.08% | 20% | 98% | 86% | 97.72% | 99.35% | 100% | 1.17 | 25 | 16 | Minneapolis, MN | 2016 | NREL ATB: Commercial Solar | LBL Tracking the Sun | DNV Proprietary Data
MN | Small 2 | Solar PV | Commercial | 100 | 1323.6249 | 132362.485 | 15.11% | 20.2% | 98% | 86% | 97.72% | 99.35% | 100% | 1.17 | 25 | 17 | Minneapolis, MN | 2017 | NREL ATB: Commercial Solar | LBL Tracking the Sun | DNV Proprietary Data
MN | Small 2 | Solar PV | Commercial | 100 | 1326.1829 | 132618.289 | 15.14% | 20.2% | 98% | 85.9% | 97.72% | 99.35% | 100% | 1.17 | 25 | 18 | Minneapolis, MN | 2018 | NREL ATB: Commercial Solar | LBL Tracking the Sun | DNV Proprietary Data
MN | Small 2 | Solar PV | Commercial | 100 | 1327.7955 | 132779.5475 | 15.16% | 20.8% | 98% | 85.9% | 97.72% | 99.35% | 100% | 1.17 | 25 | 18 | Minneapolis, MN | 2019 | NREL ATB: Commercial Solar | LBL Tracking the Sun | DNV Proprietary Data
MN | Small 2 | Solar PV | Commercial | 100 | 1329.8905 | 132989.0457 | 15.18% | 20.8% | 98% | 85.9% | 97.72% | 99.35% | 100% | 1.17 | 25 | 18 | Minneapolis, MN | 2020 | NREL ATB: Commercial Solar | LBL Tracking the Sun | DNV Proprietary Data
MN | Small 2 | Solar PV | Commercial | 100 | 1331.4115 | 133141.1502 | 15.2% | 21% | 98% | 85.9% | 97.72% | 99.35% | 100% | 1.17 | 25 | 20 | Minneapolis, MN | 2021 | NREL ATB: Commercial Solar | LBL Tracking the Sun | DNV Proprietary Data
MN | Small 2 | Solar PV | Commercial | 100 | 1331.4115 | 133141.1502 | 15.2% | 21% | 98% | 85.9% | 97.72% | 99.35% | 100% | 1.17 | 25 | 20 | Minneapolis, MN | 2022 | NREL ATB: Commercial Solar | LBL Tracking the Sun | DNV Proprietary Data
MO | Large 2 | Solar PV | Commercial | 1000 | 1385.8627 | 1385862.6848 | 15.82% | 19.8% | 95.9% | 86% | 97.02% | 99.15% | 100% | 1.23 | 25 | 15 | Columbia, MO | 2012 | NREL ATB: Commercial Solar | LBL Tracking the Sun | DNV Proprietary Data
MO | Large 2 | Solar PV | Commercial | 1000 | 1387.5183 | 1387518.2896 | 15.84% | 19.8% | 96.8% | 86% | 97.2% | 99.2% | 100% | 1.23 | 25 | 15 | Columbia, MO | 2013 | NREL ATB: Commercial Solar | LBL Tracking the Sun | DNV Proprietary Data
MO | Large 2 | Solar PV | Commercial | 1000 | 1389.191 | 1389191.0297 | 15.86% | 19.8% | 97.5% | 86% | 97.37% | 99.25% | 100% | 1.23 | 25 | 15 | Columbia, MO | 2014 | NREL ATB: Commercial Solar | LBL Tracking the Sun | DNV Proprietary Data
MO | Large 2 | Solar PV | Commercial | 1000 | 1391.1591 | 1391159.0608 | 15.88% | 20% | 98% | 86% | 97.72% | 99.35% | 100% | 1.23 | 25 | 15 | Columbia, MO | 2015 | NREL ATB: Commercial Solar | LBL Tracking the Sun | DNV Proprietary Data
MO | Large 2 | Solar PV | Commercial | 1000 | 1392.6894 | 1392689.3675 | 15.9% | 20% | 98% | 86% | 97.72% | 99.35% | 100% | 1.23 | 25 | 16 | Columbia, MO | 2016 | NREL ATB: Commercial Solar | LBL Tracking the Sun | DNV Proprietary Data
MO | Large 2 | Solar PV | Commercial | 1000 | 1395.0965 | 1395096.4915 | 15.93% | 20.2% | 98% | 86% | 97.72% | 99.35% | 100% | 1.23 | 25 | 17 | Columbia, MO | 2017 | NREL ATB: Commercial Solar | LBL Tracking the Sun | DNV Proprietary Data
MO | Large 2 | Solar PV | Commercial | 1000 | 1396.5572 | 1396557.1775 | 15.94% | 20.2% | 98% | 85.9% | 97.72% | 99.35% | 100% | 1.23 | 25 | 18 | Columbia, MO | 2018 | NREL ATB: Commercial Solar | LBL Tracking the Sun | DNV Proprietary Data
MO | Large 2 | Solar PV | Commercial | 1000 | 1399.1509 | 1399150.8743 | 15.97% | 20.8% | 98% | 85.9% | 97.72% | 99.35% | 100% | 1.23 | 25 | 18 | Columbia, MO | 2019 | NREL ATB: Commercial Solar | LBL Tracking the Sun | DNV Proprietary Data
MO | Large 2 | Solar PV | Commercial | 1000 | 1401.0289 | 1401028.9491 | 15.99% | 20.8% | 98% | 85.9% | 97.72% | 99.35% | 100% | 1.23 | 25 | 18 | Columbia, MO | 2020 | NREL ATB: Commercial Solar | LBL Tracking the Sun | DNV Proprietary Data
MO | Large 2 | Solar PV | Commercial | 1000 | 1403.7345 | 1403734.4887 | 16.02% | 21% | 98% | 85.9% | 97.72% | 99.35% | 100% | 1.23 | 25 | 20 | Columbia, MO | 2021 | NREL ATB: Commercial Solar | LBL Tracking the Sun | DNV Proprietary Data
MO | Large 2 | Solar PV | Commercial | 1000 | 1403.7345 | 1403734.4887 | 16.03% | 21% | 98% | 85.9% | 97.72% | 99.35% | 100% | 1.23 | 25 | 20 | Columbia, MO | 2022 | NREL ATB: Commercial Solar | LBL Tracking the Sun | DNV Proprietary Data
MO | Large 1 | Solar PV | Commercial | 500 | 1379.3627 | 689681.332 | 15.75% | 19.8% | 95.9% | 86% | 97.02% | 99.15% | 100% | 1.21 | 25 | 15 | Columbia, MO | 2012 | NREL ATB: Commercial Solar | LBL Tracking the Sun | DNV Proprietary Data
MO | Large 1 | Solar PV | Commercial | 500 | 1381.5862 | 690793.1138 | 15.77% | 19.8% | 96.8% | 86% | 97.2% | 99.2% | 100% | 1.21 | 25 | 15 | Columbia, MO | 2013 | NREL ATB: Commercial Solar | LBL Tracking the Sun | DNV Proprietary Data
MO | Large 1 | Solar PV | Commercial | 500 | 1383.547 | 691773.4998 | 15.79% | 19.8% | 97.5% | 86% | 97.37% | 99.25% | 100% | 1.21 | 25 | 15 | Columbia, MO | 2014 | NREL ATB: Commercial Solar | LBL Tracking the Sun | DNV Proprietary Data
MO | Large 1 | Solar PV | Commercial | 500 | 1385.0563 | 692528.1428 | 15.81% | 20% | 98% | 86% | 97.72% | 99.35% | 100% | 1.21 | 25 | 15 | Columbia, MO | 2015 | NREL ATB: Commercial Solar | LBL Tracking the Sun | DNV Proprietary Data
MO | Large 1 | Solar PV | Commercial | 500 | 1386.7648 | 693382.4133 | 15.83% | 20% | 98% | 86% | 97.72% | 99.35% | 100% | 1.21 | 25 | 16 | Columbia, MO | 2016 | NREL ATB: Commercial Solar | LBL Tracking the Sun | DNV Proprietary Data
MO | Large 1 | Solar PV | Commercial | 500 | 1389.3571 | 694678.5432 | 15.86% | 20.2% | 98% | 86% | 97.72% | 99.35% | 100% | 1.21 | 25 | 17 | Columbia, MO | 2017 | NREL ATB: Commercial Solar | LBL Tracking the Sun | DNV Proprietary Data
MO | Large 1 | Solar PV | Commercial | 500 | 1392.0979 | 696048.9544 | 15.89% | 20.2% | 98% | 85.9% | 97.72% | 99.35% | 100% | 1.21 | 25 | 18 | Columbia, MO | 2018 | NREL ATB: Commercial Solar | LBL Tracking the Sun | DNV Proprietary Data
MO | Large 1 | Solar PV | Commercial | 500 | 1394.8172 | 697408.6135 | 15.92% | 20.8% | 98% | 85.9% | 97.72% | 99.35% | 100% | 1.21 | 25 | 18 | Columbia, MO | 2019 | NREL ATB: Commercial Solar | LBL Tracking the Sun | DNV Proprietary Data
MO | Large 1 | Solar PV | Commercial | 500 | 1397.5182 | 698759.109 | 15.95% | 20.8% | 98% | 85.9% | 97.72% | 99.35% | 100% | 1.21 | 25 | 18 | Columbia, MO | 2020 | NREL ATB: Commercial Solar | LBL Tracking the Sun | DNV Proprietary Data
MO | Large 1 | Solar PV | Commercial | 500 | 1399.8337 | 699916.8314 | 15.98% | 21% | 98% | 85.9% | 97.72% | 99.35% | 100% | 1.21 | 25 | 20 | Columbia, MO | 2021 | NREL ATB: Commercial Solar | LBL Tracking the Sun | DNV Proprietary Data
MO | Large 1 | Solar PV | Commercial | 500 | 1399.8337 | 699916.8314 | 15.99% | 21% | 98% | 85.9% | 97.72% | 99.35% | 100% | 1.21 | 25 | 20 | Columbia, MO | 2022 | NREL ATB: Commercial Solar | LBL Tracking the Sun | DNV Proprietary Data
MO | Medium | Solar PV | Commercial | 250 | 1381.6494 | 345412.3434 | 15.77% | 19.8% | 95.9% | 86% | 97.02% | 99.15% | 100% | 1.21 | 25 | 15 | Columbia, MO | 2012 | NREL ATB: Commercial Solar | LBL Tracking the Sun | DNV Proprietary Data
MO | Medium | Solar PV | Commercial | 250 | 1383.0714 | 345767.857 | 15.79% | 19.8% | 96.8% | 86% | 97.2% | 99.2% | 100% | 1.21 | 25 | 15 | Columbia, MO | 2013 | NREL ATB: Commercial Solar | LBL Tracking the Sun | DNV Proprietary Data
MO | Medium | Solar PV | Commercial | 250 | 1385.073 | 346268.2405 | 15.81% | 19.8% | 97.5% | 86% | 97.37% | 99.25% | 100% | 1.21 | 25 | 15 | Columbia, MO | 2014 | NREL ATB: Commercial Solar | LBL Tracking the Sun | DNV Proprietary Data
MO | Medium | Solar PV | Commercial | 250 | 1387.6283 | 346907.0818 | 15.84% | 20% | 98% | 86% | 97.72% | 99.35% | 100% | 1.21 | 25 | 15 | Columbia, MO | 2015 | NREL ATB: Commercial Solar | LBL Tracking the Sun | DNV Proprietary Data
MO | Medium | Solar PV | Commercial | 250 | 1389.4687 | 347367.1794 | 15.86% | 20% | 98% | 86% | 97.72% | 99.35% | 100% | 1.21 | 25 | 16 | Columbia, MO | 2016 | NREL ATB: Commercial Solar | LBL Tracking the Sun | DNV Proprietary Data
MO | Medium | Solar PV | Commercial | 250 | 1392.0702 | 348017.5609 | 15.89% | 20.2% | 98% | 86% | 97.72% | 99.35% | 100% | 1.21 | 25 | 17 | Columbia, MO | 2017 | NREL ATB: Commercial Solar | LBL Tracking the Sun | DNV Proprietary Data
MO | Medium | Solar PV | Commercial | 250 | 1393.9531 | 348488.2772 | 15.91% | 20.2% | 98% | 85.9% | 97.72% | 99.35% | 100% | 1.21 | 25 | 18 | Columbia, MO | 2018 | NREL ATB: Commercial Solar | LBL Tracking the Sun | DNV Proprietary Data
MO | Medium | Solar PV | Commercial | 250 | 1396.6052 | 349151.2895 | 15.94% | 20.8% | 98% | 85.9% | 97.72% | 99.35% | 100% | 1.21 | 25 | 18 | Columbia, MO | 2019 | NREL ATB: Commercial Solar | LBL Tracking the Sun | DNV Proprietary Data
MO | Medium | Solar PV | Commercial | 250 | 1398.2987 | 349574.682 | 15.96% | 20.8% | 98% | 85.9% | 97.72% | 99.35% | 100% | 1.21 | 25 | 18 | Columbia, MO | 2020 | NREL ATB: Commercial Solar | LBL Tracking the Sun | DNV Proprietary Data
MO | Medium | Solar PV | Commercial | 250 | 1399.8337 | 349958.4157 | 15.98% | 21% | 98% | 85.9% | 97.72% | 99.35% | 100% | 1.21 | 25 | 20 | Columbia, MO | 2021 | NREL ATB: Commercial Solar | LBL Tracking the Sun | DNV Proprietary Data
MO | Medium | Solar PV | Commercial | 250 | 1399.8337 | 349958.4157 | 15.99% | 21% | 98% | 85.9% | 97.72% | 99.35% | 100% | 1.21 | 25 | 20 | Columbia, MO | 2022 | NREL ATB: Commercial Solar | LBL Tracking the Sun | DNV Proprietary Data
MO | Small 1 | Solar PV | Commercial | 33.83 | 1378.4196 | 46631.9349 | 15.74% | 19.8% | 95.9% | 86% | 97.02% | 99.15% | 100% | 1.17 | 25 | 15 | Columbia, MO | 2012 | NREL ATB: Commercial Solar | LBL Tracking the Sun | DNV Proprietary Data
MO | Small 1 | Solar PV | Commercial | 37.4 | 1381.1464 | 51654.8754 | 15.77% | 19.8% | 96.8% | 86% | 97.2% | 99.2% | 100% | 1.17 | 25 | 15 | Columbia, MO | 2013 | NREL ATB: Commercial Solar | LBL Tracking the Sun | DNV Proprietary Data
MO | Small 1 | Solar PV | Commercial | 34.68 | 1383.6042 | 47983.3949 | 15.79% | 19.8% | 97.5% | 86% | 97.37% | 99.25% | 100% | 1.17 | 25 | 15 | Columbia, MO | 2014 | NREL ATB: Commercial Solar | LBL Tracking the Sun | DNV Proprietary Data
MO | Small 1 | Solar PV | Commercial | 32.81 | 1386.1926 | 45480.9786 | 15.82% | 20% | 98% | 86% | 97.72% | 99.35% | 100% | 1.17 | 25 | 15 | Columbia, MO | 2015 | NREL ATB: Commercial Solar | LBL Tracking the Sun | DNV Proprietary Data
MO | Small 1 | Solar PV | Commercial | 33.15 | 1388.0413 | 46013.5698 | 15.85% | 20% | 98% | 86% | 97.72% | 99.35% | 100% | 1.17 | 25 | 16 | Columbia, MO | 2016 | NREL ATB: Commercial Solar | LBL Tracking the Sun | DNV Proprietary Data
MO | Small 1 | Solar PV | Commercial | 38.76 | 1390.538 | 53897.2525 | 15.87% | 20.2% | 98% | 86% | 97.72% | 99.35% | 100% | 1.17 | 25 | 17 | Columbia, MO | 2017 | NREL ATB: Commercial Solar | LBL Tracking the Sun | DNV Proprietary Data
MO | Small 1 | Solar PV | Commercial | 39.27 | 1393.0581 | 54705.3932 | 15.9% | 20.2% | 98% | 85.9% | 97.72% | 99.35% | 100% | 1.17 | 25 | 18 | Columbia, MO | 2018 | NREL ATB: Commercial Solar | LBL Tracking the Sun | DNV Proprietary Data
MO | Small 1 | Solar PV | Commercial | 38.25 | 1394.9607 | 53357.2459 | 15.92% | 20.8% | 98% | 85.9% | 97.72% | 99.35% | 100% | 1.17 | 25 | 18 | Columbia, MO | 2019 | NREL ATB: Commercial Solar | LBL Tracking the Sun | DNV Proprietary Data
MO | Small 1 | Solar PV | Commercial | 36.38 | 1397.6402 | 50846.1514 | 15.95% | 20.8% | 98% | 85.9% | 97.72% | 99.35% | 100% | 1.17 | 25 | 18 | Columbia, MO | 2020 | NREL ATB: Commercial Solar | LBL Tracking the Sun | DNV Proprietary Data
MO | Small 1 | Solar PV | Commercial | 32.64 | 1399.6168 | 45683.4916 | 15.98% | 21% | 98% | 85.9% | 97.72% | 99.35% | 100% | 1.17 | 25 | 20 | Columbia, MO | 2021 | NREL ATB: Commercial Solar | LBL Tracking the Sun | DNV Proprietary Data
MO | Small 1 | Solar PV | Commercial | 34.1193 | 1400.1381 | 47771.8004 | 15.98% | 21% | 98% | 85.9% | 97.72% | 99.35% | 100% | 1.17 | 25 | 20 | Columbia, MO | 2022 | NREL ATB: Commercial Solar | LBL Tracking the Sun | DNV Proprietary Data
MO | Small 2 | Solar PV | Commercial | 100 | 1378.4196 | 137841.9594 | 15.74% | 19.8% | 95.9% | 86% | 97.02% | 99.15% | 100% | 1.17 | 25 | 15 | Columbia, MO | 2012 | NREL ATB: Commercial Solar | LBL Tracking the Sun | DNV Proprietary Data
MO | Small 2 | Solar PV | Commercial | 100 | 1381.1464 | 138114.64 | 15.77% | 19.8% | 96.8% | 86% | 97.2% | 99.2% | 100% | 1.17 | 25 | 15 | Columbia, MO | 2013 | NREL ATB: Commercial Solar | LBL Tracking the Sun | DNV Proprietary Data
MO | Small 2 | Solar PV | Commercial | 100 | 1383.6042 | 138360.4236 | 15.79% | 19.8% | 97.5% | 86% | 97.37% | 99.25% | 100% | 1.17 | 25 | 15 | Columbia, MO | 2014 | NREL ATB: Commercial Solar | LBL Tracking the Sun | DNV Proprietary Data
MO | Small 2 | Solar PV | Commercial | 100 | 1386.1926 | 138619.2582 | 15.82% | 20% | 98% | 86% | 97.72% | 99.35% | 100% | 1.17 | 25 | 15 | Columbia, MO | 2015 | NREL ATB: Commercial Solar | LBL Tracking the Sun | DNV Proprietary Data
MO | Small 2 | Solar PV | Commercial | 100 | 1388.0413 | 138804.1322 | 15.85% | 20% | 98% | 86% | 97.72% | 99.35% | 100% | 1.17 | 25 | 16 | Columbia, MO | 2016 | NREL ATB: Commercial Solar | LBL Tracking the Sun | DNV Proprietary Data
MO | Small 2 | Solar PV | Commercial | 100 | 1390.538 | 139053.799 | 15.87% | 20.2% | 98% | 86% | 97.72% | 99.35% | 100% | 1.17 | 25 | 17 | Columbia, MO | 2017 | NREL ATB: Commercial Solar | LBL Tracking the Sun | DNV Proprietary Data
MO | Small 2 | Solar PV | Commercial | 100 | 1393.0581 | 139305.814 | 15.9% | 20.2% | 98% | 85.9% | 97.72% | 99.35% | 100% | 1.17 | 25 | 18 | Columbia, MO | 2018 | NREL ATB: Commercial Solar | LBL Tracking the Sun | DNV Proprietary Data
MO | Small 2 | Solar PV | Commercial | 100 | 1394.9607 | 139496.0678 | 15.92% | 20.8% | 98% | 85.9% | 97.72% | 99.35% | 100% | 1.17 | 25 | 18 | Columbia, MO | 2019 | NREL ATB: Commercial Solar | LBL Tracking the Sun | DNV Proprietary Data
MO | Small 2 | Solar PV | Commercial | 100 | 1397.6402 | 139764.0225 | 15.95% | 20.8% | 98% | 85.9% | 97.72% | 99.35% | 100% | 1.17 | 25 | 18 | Columbia, MO | 2020 | NREL ATB: Commercial Solar | LBL Tracking the Sun | DNV Proprietary Data
MO | Small 2 | Solar PV | Commercial | 100 | 1399.6168 | 139961.6778 | 15.98% | 21% | 98% | 85.9% | 97.72% | 99.35% | 100% | 1.17 | 25 | 20 | Columbia, MO | 2021 | NREL ATB: Commercial Solar | LBL Tracking the Sun | DNV Proprietary Data
MO | Small 2 | Solar PV | Commercial | 100 | 1399.6168 | 139961.6778 | 15.98% | 21% | 98% | 85.9% | 97.72% | 99.35% | 100% | 1.17 | 25 | 20 | Columbia, MO | 2022 | NREL ATB: Commercial Solar | LBL Tracking the Sun | DNV Proprietary Data
MS | Large 2 | Solar PV | Commercial | 1000 | 1411.225 | 1411225.0424 | 16.11% | 19.8% | 95.9% | 86% | 97.02% | 99.15% | 100% | 1.23 | 25 | 15 | Jackson, MS | 2012 | NREL ATB: Commercial Solar | LBL Tracking the Sun | DNV Proprietary Data
MS | Large 2 | Solar PV | Commercial | 1000 | 1413.1707 | 1413170.7064 | 16.13% | 19.8% | 96.8% | 86% | 97.2% | 99.2% | 100% | 1.23 | 25 | 15 | Jackson, MS | 2013 | NREL ATB: Commercial Solar | LBL Tracking the Sun | DNV Proprietary Data
MS | Large 2 | Solar PV | Commercial | 1000 | 1415.9794 | 1415979.4321 | 16.16% | 19.8% | 97.5% | 86% | 97.37% | 99.25% | 100% | 1.23 | 25 | 15 | Jackson, MS | 2014 | NREL ATB: Commercial Solar | LBL Tracking the Sun | DNV Proprietary Data
MS | Large 2 | Solar PV | Commercial | 1000 | 1417.7771 | 1417777.0866 | 16.18% | 20% | 98% | 86% | 97.72% | 99.35% | 100% | 1.23 | 25 | 15 | Jackson, MS | 2015 | NREL ATB: Commercial Solar | LBL Tracking the Sun | DNV Proprietary Data
MS | Large 2 | Solar PV | Commercial | 1000 | 1419.8344 | 1419834.4294 | 16.21% | 20% | 98% | 86% | 97.72% | 99.35% | 100% | 1.23 | 25 | 16 | Jackson, MS | 2016 | NREL ATB: Commercial Solar | LBL Tracking the Sun | DNV Proprietary Data
MS | Large 2 | Solar PV | Commercial | 1000 | 1421.4753 | 1421475.3085 | 16.23% | 20.2% | 98% | 86% | 97.72% | 99.35% | 100% | 1.23 | 25 | 17 | Jackson, MS | 2017 | NREL ATB: Commercial Solar | LBL Tracking the Sun | DNV Proprietary Data
MS | Large 2 | Solar PV | Commercial | 1000 | 1423.781 | 1423781.0136 | 16.25% | 20.2% | 98% | 85.9% | 97.72% | 99.35% | 100% | 1.23 | 25 | 18 | Jackson, MS | 2018 | NREL ATB: Commercial Solar | LBL Tracking the Sun | DNV Proprietary Data
MS | Large 2 | Solar PV | Commercial | 1000 | 1425.9108 | 1425910.8446 | 16.28% | 20.8% | 98% | 85.9% | 97.72% | 99.35% | 100% | 1.23 | 25 | 18 | Jackson, MS | 2019 | NREL ATB: Commercial Solar | LBL Tracking the Sun | DNV Proprietary Data
MS | Large 2 | Solar PV | Commercial | 1000 | 1427.4279 | 1427427.9463 | 16.29% | 20.8% | 98% | 85.9% | 97.72% | 99.35% | 100% | 1.23 | 25 | 18 | Jackson, MS | 2020 | NREL ATB: Commercial Solar | LBL Tracking the Sun | DNV Proprietary Data
MS | Large 2 | Solar PV | Commercial | 1000 | 1430.1223 | 1430122.3137 | 16.33% | 21% | 98% | 85.9% | 97.72% | 99.35% | 100% | 1.23 | 25 | 20 | Jackson, MS | 2021 | NREL ATB: Commercial Solar | LBL Tracking the Sun | DNV Proprietary Data
MS | Large 2 | Solar PV | Commercial | 1000 | 1430.1223 | 1430122.3137 | 16.33% | 21% | 98% | 85.9% | 97.72% | 99.35% | 100% | 1.23 | 25 | 20 | Jackson, MS | 2022 | NREL ATB: Commercial Solar | LBL Tracking the Sun | DNV Proprietary Data
MS | Large 1 | Solar PV | Commercial | 500 | 1399.2352 | 699617.6205 | 15.97% | 19.8% | 95.9% | 86% | 97.02% | 99.15% | 100% | 1.21 | 25 | 15 | Jackson, MS | 2012 | NREL ATB: Commercial Solar | LBL Tracking the Sun | DNV Proprietary Data
MS | Large 1 | Solar PV | Commercial | 500 | 1401.7924 | 700896.1918 | 16% | 19.8% | 96.8% | 86% | 97.2% | 99.2% | 100% | 1.21 | 25 | 15 | Jackson, MS | 2013 | NREL ATB: Commercial Solar | LBL Tracking the Sun | DNV Proprietary Data
MS | Large 1 | Solar PV | Commercial | 500 | 1403.631 | 701815.5122 | 16.02% | 19.8% | 97.5% | 86% | 97.37% | 99.25% | 100% | 1.21 | 25 | 15 | Jackson, MS | 2014 | NREL ATB: Commercial Solar | LBL Tracking the Sun | DNV Proprietary Data
MS | Large 1 | Solar PV | Commercial | 500 | 1405.3511 | 702675.5418 | 16.04% | 20% | 98% | 86% | 97.72% | 99.35% | 100% | 1.21 | 25 | 15 | Jackson, MS | 2015 | NREL ATB: Commercial Solar | LBL Tracking the Sun | DNV Proprietary Data
MS | Large 1 | Solar PV | Commercial | 500 | 1407.3189 | 703659.4322 | 16.07% | 20% | 98% | 86% | 97.72% | 99.35% | 100% | 1.21 | 25 | 16 | Jackson, MS | 2016 | NREL ATB: Commercial Solar | LBL Tracking the Sun | DNV Proprietary Data
MS | Large 1 | Solar PV | Commercial | 500 | 1408.7494 | 704374.7028 | 16.08% | 20.2% | 98% | 86% | 97.72% | 99.35% | 100% | 1.21 | 25 | 17 | Jackson, MS | 2017 | NREL ATB: Commercial Solar | LBL Tracking the Sun | DNV Proprietary Data
MS | Large 1 | Solar PV | Commercial | 500 | 1411.1358 | 705567.8807 | 16.11% | 20.2% | 98% | 85.9% | 97.72% | 99.35% | 100% | 1.21 | 25 | 18 | Jackson, MS | 2018 | NREL ATB: Commercial Solar | LBL Tracking the Sun | DNV Proprietary Data
MS | Large 1 | Solar PV | Commercial | 500 | 1412.6656 | 706332.8075 | 16.13% | 20.8% | 98% | 85.9% | 97.72% | 99.35% | 100% | 1.21 | 25 | 18 | Jackson, MS | 2019 | NREL ATB: Commercial Solar | LBL Tracking the Sun | DNV Proprietary Data
MS | Large 1 | Solar PV | Commercial | 500 | 1414.248 | 707123.9938 | 16.14% | 20.8% | 98% | 85.9% | 97.72% | 99.35% | 100% | 1.21 | 25 | 18 | Jackson, MS | 2020 | NREL ATB: Commercial Solar | LBL Tracking the Sun | DNV Proprietary Data
MS | Large 1 | Solar PV | Commercial | 500 | 1417.0516 | 708525.7925 | 16.18% | 21% | 98% | 85.9% | 97.72% | 99.35% | 100% | 1.21 | 25 | 20 | Jackson, MS | 2021 | NREL ATB: Commercial Solar | LBL Tracking the Sun | DNV Proprietary Data
MS | Large 1 | Solar PV | Commercial | 500 | 1417.0516 | 708525.7925 | 16.18% | 21% | 98% | 85.9% | 97.72% | 99.35% | 100% | 1.21 | 25 | 20 | Jackson, MS | 2022 | NREL ATB: Commercial Solar | LBL Tracking the Sun | DNV Proprietary Data
MS | Medium | Solar PV | Commercial | 250 | 1397.4767 | 349369.168 | 15.95% | 19.8% | 95.9% | 86% | 97.02% | 99.15% | 100% | 1.21 | 25 | 15 | Jackson, MS | 2012 | NREL ATB: Commercial Solar | LBL Tracking the Sun | DNV Proprietary Data
MS | Medium | Solar PV | Commercial | 250 | 1399.8497 | 349962.4276 | 15.98% | 19.8% | 96.8% | 86% | 97.2% | 99.2% | 100% | 1.21 | 25 | 15 | Jackson, MS | 2013 | NREL ATB: Commercial Solar | LBL Tracking the Sun | DNV Proprietary Data
MS | Medium | Solar PV | Commercial | 250 | 1402.1054 | 350526.3474 | 16.01% | 19.8% | 97.5% | 86% | 97.37% | 99.25% | 100% | 1.21 | 25 | 15 | Jackson, MS | 2014 | NREL ATB: Commercial Solar | LBL Tracking the Sun | DNV Proprietary Data
MS | Medium | Solar PV | Commercial | 250 | 1403.661 | 350915.2441 | 16.02% | 20% | 98% | 86% | 97.72% | 99.35% | 100% | 1.21 | 25 | 15 | Jackson, MS | 2015 | NREL ATB: Commercial Solar | LBL Tracking the Sun | DNV Proprietary Data
MS | Medium | Solar PV | Commercial | 250 | 1406.0728 | 351518.1962 | 16.05% | 20% | 98% | 86% | 97.72% | 99.35% | 100% | 1.21 | 25 | 16 | Jackson, MS | 2016 | NREL ATB: Commercial Solar | LBL Tracking the Sun | DNV Proprietary Data
MS | Medium | Solar PV | Commercial | 250 | 1407.8492 | 351962.2885 | 16.07% | 20.2% | 98% | 86% | 97.72% | 99.35% | 100% | 1.21 | 25 | 17 | Jackson, MS | 2017 | NREL ATB: Commercial Solar | LBL Tracking the Sun | DNV Proprietary Data
MS | Medium | Solar PV | Commercial | 250 | 1410.3717 | 352592.925 | 16.1% | 20.2% | 98% | 85.9% | 97.72% | 99.35% | 100% | 1.21 | 25 | 18 | Jackson, MS | 2018 | NREL ATB: Commercial Solar | LBL Tracking the Sun | DNV Proprietary Data
MS | Medium | Solar PV | Commercial | 250 | 1412.7565 | 353189.1143 | 16.13% | 20.8% | 98% | 85.9% | 97.72% | 99.35% | 100% | 1.21 | 25 | 18 | Jackson, MS | 2019 | NREL ATB: Commercial Solar | LBL Tracking the Sun | DNV Proprietary Data
MS | Medium | Solar PV | Commercial | 250 | 1415.3469 | 353836.7191 | 16.16% | 20.8% | 98% | 85.9% | 97.72% | 99.35% | 100% | 1.21 | 25 | 18 | Jackson, MS | 2020 | NREL ATB: Commercial Solar | LBL Tracking the Sun | DNV Proprietary Data
MS | Medium | Solar PV | Commercial | 250 | 1417.0516 | 354262.8963 | 16.18% | 21% | 98% | 85.9% | 97.72% | 99.35% | 100% | 1.21 | 25 | 20 | Jackson, MS | 2021 | NREL ATB: Commercial Solar | LBL Tracking the Sun | DNV Proprietary Data
MS | Medium | Solar PV | Commercial | 250 | 1417.0516 | 354262.8963 | 16.18% | 21% | 98% | 85.9% | 97.72% | 99.35% | 100% | 1.21 | 25 | 20 | Jackson, MS | 2022 | NREL ATB: Commercial Solar | LBL Tracking the Sun | DNV Proprietary Data
MS | Small 1 | Solar PV | Commercial | 33.83 | 1396.4679 | 47242.508 | 15.94% | 19.8% | 95.9% | 86% | 97.02% | 99.15% | 100% | 1.17 | 25 | 15 | Jackson, MS | 2012 | NREL ATB: Commercial Solar | LBL Tracking the Sun | DNV Proprietary Data
MS | Small 1 | Solar PV | Commercial | 37.4 | 1398.1252 | 52289.8822 | 15.96% | 19.8% | 96.8% | 86% | 97.2% | 99.2% | 100% | 1.17 | 25 | 15 | Jackson, MS | 2013 | NREL ATB: Commercial Solar | LBL Tracking the Sun | DNV Proprietary Data
MS | Small 1 | Solar PV | Commercial | 34.68 | 1400.8562 | 48581.6926 | 15.99% | 19.8% | 97.5% | 86% | 97.37% | 99.25% | 100% | 1.17 | 25 | 15 | Jackson, MS | 2014 | NREL ATB: Commercial Solar | LBL Tracking the Sun | DNV Proprietary Data
MS | Small 1 | Solar PV | Commercial | 32.81 | 1403.3849 | 46045.0585 | 16.02% | 20% | 98% | 86% | 97.72% | 99.35% | 100% | 1.17 | 25 | 15 | Jackson, MS | 2015 | NREL ATB: Commercial Solar | LBL Tracking the Sun | DNV Proprietary Data
MS | Small 1 | Solar PV | Commercial | 33.15 | 1405.4488 | 46590.628 | 16.04% | 20% | 98% | 86% | 97.72% | 99.35% | 100% | 1.17 | 25 | 16 | Jackson, MS | 2016 | NREL ATB: Commercial Solar | LBL Tracking the Sun | DNV Proprietary Data
MS | Small 1 | Solar PV | Commercial | 38.76 | 1407.8251 | 54567.2998 | 16.07% | 20.2% | 98% | 86% | 97.72% | 99.35% | 100% | 1.17 | 25 | 17 | Jackson, MS | 2017 | NREL ATB: Commercial Solar | LBL Tracking the Sun | DNV Proprietary Data
MS | Small 1 | Solar PV | Commercial | 39.27 | 1410.5321 | 55391.5968 | 16.1% | 20.2% | 98% | 85.9% | 97.72% | 99.35% | 100% | 1.17 | 25 | 18 | Jackson, MS | 2018 | NREL ATB: Commercial Solar | LBL Tracking the Sun | DNV Proprietary Data
MS | Small 1 | Solar PV | Commercial | 38.25 | 1413.255 | 54057.0044 | 16.13% | 20.8% | 98% | 85.9% | 97.72% | 99.35% | 100% | 1.17 | 25 | 18 | Jackson, MS | 2019 | NREL ATB: Commercial Solar | LBL Tracking the Sun | DNV Proprietary Data
MS | Small 1 | Solar PV | Commercial | 36.38 | 1414.7768 | 51469.5807 | 16.15% | 20.8% | 98% | 85.9% | 97.72% | 99.35% | 100% | 1.17 | 25 | 18 | Jackson, MS | 2020 | NREL ATB: Commercial Solar | LBL Tracking the Sun | DNV Proprietary Data
MS | Small 1 | Solar PV | Commercial | 32.64 | 1416.4787 | 46233.8659 | 16.17% | 21% | 98% | 85.9% | 97.72% | 99.35% | 100% | 1.17 | 25 | 20 | Jackson, MS | 2021 | NREL ATB: Commercial Solar | LBL Tracking the Sun | DNV Proprietary Data
MS | Small 1 | Solar PV | Commercial | 34.1193 | 1417.0064 | 48347.3337 | 16.18% | 21% | 98% | 85.9% | 97.72% | 99.35% | 100% | 1.17 | 25 | 20 | Jackson, MS | 2022 | NREL ATB: Commercial Solar | LBL Tracking the Sun | DNV Proprietary Data
MS | Small 2 | Solar PV | Commercial | 100 | 1396.4679 | 139646.787 | 15.94% | 19.8% | 95.9% | 86% | 97.02% | 99.15% | 100% | 1.17 | 25 | 15 | Jackson, MS | 2012 | NREL ATB: Commercial Solar | LBL Tracking the Sun | DNV Proprietary Data
MS | Small 2 | Solar PV | Commercial | 100 | 1398.1252 | 139812.5193 | 15.96% | 19.8% | 96.8% | 86% | 97.2% | 99.2% | 100% | 1.17 | 25 | 15 | Jackson, MS | 2013 | NREL ATB: Commercial Solar | LBL Tracking the Sun | DNV Proprietary Data
MS | Small 2 | Solar PV | Commercial | 100 | 1400.8562 | 140085.6187 | 15.99% | 19.8% | 97.5% | 86% | 97.37% | 99.25% | 100% | 1.17 | 25 | 15 | Jackson, MS | 2014 | NREL ATB: Commercial Solar | LBL Tracking the Sun | DNV Proprietary Data
MS | Small 2 | Solar PV | Commercial | 100 | 1403.3849 | 140338.4897 | 16.02% | 20% | 98% | 86% | 97.72% | 99.35% | 100% | 1.17 | 25 | 15 | Jackson, MS | 2015 | NREL ATB: Commercial Solar | LBL Tracking the Sun | DNV Proprietary Data
MS | Small 2 | Solar PV | Commercial | 100 | 1405.4488 | 140544.8809 | 16.04% | 20% | 98% | 86% | 97.72% | 99.35% | 100% | 1.17 | 25 | 16 | Jackson, MS | 2016 | NREL ATB: Commercial Solar | LBL Tracking the Sun | DNV Proprietary Data
MS | Small 2 | Solar PV | Commercial | 100 | 1407.8251 | 140782.5072 | 16.07% | 20.2% | 98% | 86% | 97.72% | 99.35% | 100% | 1.17 | 25 | 17 | Jackson, MS | 2017 | NREL ATB: Commercial Solar | LBL Tracking the Sun | DNV Proprietary Data
MS | Small 2 | Solar PV | Commercial | 100 | 1410.5321 | 141053.2131 | 16.1% | 20.2% | 98% | 85.9% | 97.72% | 99.35% | 100% | 1.17 | 25 | 18 | Jackson, MS | 2018 | NREL ATB: Commercial Solar | LBL Tracking the Sun | DNV Proprietary Data
MS | Small 2 | Solar PV | Commercial | 100 | 1413.255 | 141325.5018 | 16.13% | 20.8% | 98% | 85.9% | 97.72% | 99.35% | 100% | 1.17 | 25 | 18 | Jackson, MS | 2019 | NREL ATB: Commercial Solar | LBL Tracking the Sun | DNV Proprietary Data
MS | Small 2 | Solar PV | Commercial | 100 | 1414.7768 | 141477.6819 | 16.15% | 20.8% | 98% | 85.9% | 97.72% | 99.35% | 100% | 1.17 | 25 | 18 | Jackson, MS | 2020 | NREL ATB: Commercial Solar | LBL Tracking the Sun | DNV Proprietary Data
MS | Small 2 | Solar PV | Commercial | 100 | 1416.4787 | 141647.8735 | 16.17% | 21% | 98% | 85.9% | 97.72% | 99.35% | 100% | 1.17 | 25 | 20 | Jackson, MS | 2021 | NREL ATB: Commercial Solar | LBL Tracking the Sun | DNV Proprietary Data
MS | Small 2 | Solar PV | Commercial | 100 | 1416.4787 | 141647.8735 | 16.18% | 21% | 98% | 85.9% | 97.72% | 99.35% | 100% | 1.17 | 25 | 20 | Jackson, MS | 2022 | NREL ATB: Commercial Solar | LBL Tracking the Sun | DNV Proprietary Data
MT | Large 2 | Solar PV | Commercial | 1000 | 1316.6085 | 1316608.4527 | 15.03% | 19.8% | 95.9% | 86% | 97.02% | 99.15% | 100% | 1.23 | 25 | 15 | Helena, MT | 2012 | NREL ATB: Commercial Solar | LBL Tracking the Sun | DNV Proprietary Data
MT | Large 2 | Solar PV | Commercial | 1000 | 1318.6293 | 1318629.3045 | 15.05% | 19.8% | 96.8% | 86% | 97.2% | 99.2% | 100% | 1.23 | 25 | 15 | Helena, MT | 2013 | NREL ATB: Commercial Solar | LBL Tracking the Sun | DNV Proprietary Data
MT | Large 2 | Solar PV | Commercial | 1000 | 1319.9692 | 1319969.1854 | 15.07% | 19.8% | 97.5% | 86% | 97.37% | 99.25% | 100% | 1.23 | 25 | 15 | Helena, MT | 2014 | NREL ATB: Commercial Solar | LBL Tracking the Sun | DNV Proprietary Data
MT | Large 2 | Solar PV | Commercial | 1000 | 1322.4925 | 1322492.4987 | 15.1% | 20% | 98% | 86% | 97.72% | 99.35% | 100% | 1.23 | 25 | 15 | Helena, MT | 2015 | NREL ATB: Commercial Solar | LBL Tracking the Sun | DNV Proprietary Data
MT | Large 2 | Solar PV | Commercial | 1000 | 1323.9822 | 1323982.2351 | 15.11% | 20% | 98% | 86% | 97.72% | 99.35% | 100% | 1.23 | 25 | 16 | Helena, MT | 2016 | NREL ATB: Commercial Solar | LBL Tracking the Sun | DNV Proprietary Data
MT | Large 2 | Solar PV | Commercial | 1000 | 1325.4356 | 1325435.6166 | 15.13% | 20.2% | 98% | 86% | 97.72% | 99.35% | 100% | 1.23 | 25 | 17 | Helena, MT | 2017 | NREL ATB: Commercial Solar | LBL Tracking the Sun | DNV Proprietary Data
MT | Large 2 | Solar PV | Commercial | 1000 | 1327.8829 | 1327882.8771 | 15.16% | 20.2% | 98% | 85.9% | 97.72% | 99.35% | 100% | 1.23 | 25 | 18 | Helena, MT | 2018 | NREL ATB: Commercial Solar | LBL Tracking the Sun | DNV Proprietary Data
MT | Large 2 | Solar PV | Commercial | 1000 | 1329.4609 | 1329460.8712 | 15.18% | 20.8% | 98% | 85.9% | 97.72% | 99.35% | 100% | 1.23 | 25 | 18 | Helena, MT | 2019 | NREL ATB: Commercial Solar | LBL Tracking the Sun | DNV Proprietary Data
MT | Large 2 | Solar PV | Commercial | 1000 | 1330.8035 | 1330803.4824 | 15.19% | 20.8% | 98% | 85.9% | 97.72% | 99.35% | 100% | 1.23 | 25 | 18 | Helena, MT | 2020 | NREL ATB: Commercial Solar | LBL Tracking the Sun | DNV Proprietary Data
MT | Large 2 | Solar PV | Commercial | 1000 | 1333.3163 | 1333316.344 | 15.22% | 21% | 98% | 85.9% | 97.72% | 99.35% | 100% | 1.23 | 25 | 20 | Helena, MT | 2021 | NREL ATB: Commercial Solar | LBL Tracking the Sun | DNV Proprietary Data
MT | Large 2 | Solar PV | Commercial | 1000 | 1333.3163 | 1333316.344 | 15.23% | 21% | 98% | 85.9% | 97.72% | 99.35% | 100% | 1.23 | 25 | 20 | Helena, MT | 2022 | NREL ATB: Commercial Solar | LBL Tracking the Sun | DNV Proprietary Data
MT | Large 1 | Solar PV | Commercial | 500 | 1308.622 | 654311.0068 | 14.94% | 19.8% | 95.9% | 86% | 97.02% | 99.15% | 100% | 1.21 | 25 | 15 | Helena, MT | 2012 | NREL ATB: Commercial Solar | LBL Tracking the Sun | DNV Proprietary Data
MT | Large 1 | Solar PV | Commercial | 500 | 1311.2173 | 655608.6638 | 14.97% | 19.8% | 96.8% | 86% | 97.2% | 99.2% | 100% | 1.21 | 25 | 15 | Helena, MT | 2013 | NREL ATB: Commercial Solar | LBL Tracking the Sun | DNV Proprietary Data
MT | Large 1 | Solar PV | Commercial | 500 | 1312.7723 | 656386.1304 | 14.99% | 19.8% | 97.5% | 86% | 97.37% | 99.25% | 100% | 1.21 | 25 | 15 | Helena, MT | 2014 | NREL ATB: Commercial Solar | LBL Tracking the Sun | DNV Proprietary Data
MT | Large 1 | Solar PV | Commercial | 500 | 1314.2756 | 657137.8064 | 15% | 20% | 98% | 86% | 97.72% | 99.35% | 100% | 1.21 | 25 | 15 | Helena, MT | 2015 | NREL ATB: Commercial Solar | LBL Tracking the Sun | DNV Proprietary Data
MT | Large 1 | Solar PV | Commercial | 500 | 1316.0059 | 658002.9257 | 15.02% | 20% | 98% | 86% | 97.72% | 99.35% | 100% | 1.21 | 25 | 16 | Helena, MT | 2016 | NREL ATB: Commercial Solar | LBL Tracking the Sun | DNV Proprietary Data
MT | Large 1 | Solar PV | Commercial | 500 | 1317.7957 | 658897.857 | 15.04% | 20.2% | 98% | 86% | 97.72% | 99.35% | 100% | 1.21 | 25 | 17 | Helena, MT | 2017 | NREL ATB: Commercial Solar | LBL Tracking the Sun | DNV Proprietary Data
MT | Large 1 | Solar PV | Commercial | 500 | 1319.9359 | 659967.9437 | 15.07% | 20.2% | 98% | 85.9% | 97.72% | 99.35% | 100% | 1.21 | 25 | 18 | Helena, MT | 2018 | NREL ATB: Commercial Solar | LBL Tracking the Sun | DNV Proprietary Data
MT | Large 1 | Solar PV | Commercial | 500 | 1321.96 | 660980.0135 | 15.09% | 20.8% | 98% | 85.9% | 97.72% | 99.35% | 100% | 1.21 | 25 | 18 | Helena, MT | 2019 | NREL ATB: Commercial Solar | LBL Tracking the Sun | DNV Proprietary Data
MT | Large 1 | Solar PV | Commercial | 500 | 1324.4302 | 662215.0993 | 15.12% | 20.8% | 98% | 85.9% | 97.72% | 99.35% | 100% | 1.21 | 25 | 18 | Helena, MT | 2020 | NREL ATB: Commercial Solar | LBL Tracking the Sun | DNV Proprietary Data
MT | Large 1 | Solar PV | Commercial | 500 | 1326.6365 | 663318.2416 | 15.14% | 21% | 98% | 85.9% | 97.72% | 99.35% | 100% | 1.21 | 25 | 20 | Helena, MT | 2021 | NREL ATB: Commercial Solar | LBL Tracking the Sun | DNV Proprietary Data
MT | Large 1 | Solar PV | Commercial | 500 | 1326.6365 | 663318.2416 | 15.15% | 21% | 98% | 85.9% | 97.72% | 99.35% | 100% | 1.21 | 25 | 20 | Helena, MT | 2022 | NREL ATB: Commercial Solar | LBL Tracking the Sun | DNV Proprietary Data
MT | Medium | Solar PV | Commercial | 250 | 1308.9598 | 327239.9588 | 14.94% | 19.8% | 95.9% | 86% | 97.02% | 99.15% | 100% | 1.21 | 25 | 15 | Helena, MT | 2012 | NREL ATB: Commercial Solar | LBL Tracking the Sun | DNV Proprietary Data
MT | Medium | Solar PV | Commercial | 250 | 1310.6729 | 327668.2297 | 14.96% | 19.8% | 96.8% | 86% | 97.2% | 99.2% | 100% | 1.21 | 25 | 15 | Helena, MT | 2013 | NREL ATB: Commercial Solar | LBL Tracking the Sun | DNV Proprietary Data
MT | Medium | Solar PV | Commercial | 250 | 1313.1023 | 328275.5652 | 14.99% | 19.8% | 97.5% | 86% | 97.37% | 99.25% | 100% | 1.21 | 25 | 15 | Helena, MT | 2014 | NREL ATB: Commercial Solar | LBL Tracking the Sun | DNV Proprietary Data
MT | Medium | Solar PV | Commercial | 250 | 1315.7078 | 328926.9574 | 15.02% | 20% | 98% | 86% | 97.72% | 99.35% | 100% | 1.21 | 25 | 15 | Helena, MT | 2015 | NREL ATB: Commercial Solar | LBL Tracking the Sun | DNV Proprietary Data
MT | Medium | Solar PV | Commercial | 250 | 1317.0341 | 329258.5226 | 15.03% | 20% | 98% | 86% | 97.72% | 99.35% | 100% | 1.21 | 25 | 16 | Helena, MT | 2016 | NREL ATB: Commercial Solar | LBL Tracking the Sun | DNV Proprietary Data
MT | Medium | Solar PV | Commercial | 250 | 1318.3873 | 329596.8147 | 15.05% | 20.2% | 98% | 86% | 97.72% | 99.35% | 100% | 1.21 | 25 | 17 | Helena, MT | 2017 | NREL ATB: Commercial Solar | LBL Tracking the Sun | DNV Proprietary Data
MT | Medium | Solar PV | Commercial | 250 | 1320.1156 | 330028.9063 | 15.07% | 20.2% | 98% | 85.9% | 97.72% | 99.35% | 100% | 1.21 | 25 | 18 | Helena, MT | 2018 | NREL ATB: Commercial Solar | LBL Tracking the Sun | DNV Proprietary Data
MT | Medium | Solar PV | Commercial | 250 | 1322.0595 | 330514.8727 | 15.09% | 20.8% | 98% | 85.9% | 97.72% | 99.35% | 100% | 1.21 | 25 | 18 | Helena, MT | 2019 | NREL ATB: Commercial Solar | LBL Tracking the Sun | DNV Proprietary Data
MT | Medium | Solar PV | Commercial | 250 | 1324.5444 | 331136.0928 | 15.12% | 20.8% | 98% | 85.9% | 97.72% | 99.35% | 100% | 1.21 | 25 | 18 | Helena, MT | 2020 | NREL ATB: Commercial Solar | LBL Tracking the Sun | DNV Proprietary Data
MT | Medium | Solar PV | Commercial | 250 | 1326.6365 | 331659.1208 | 15.14% | 21% | 98% | 85.9% | 97.72% | 99.35% | 100% | 1.21 | 25 | 20 | Helena, MT | 2021 | NREL ATB: Commercial Solar | LBL Tracking the Sun | DNV Proprietary Data
MT | Medium | Solar PV | Commercial | 250 | 1326.6365 | 331659.1208 | 15.15% | 21% | 98% | 85.9% | 97.72% | 99.35% | 100% | 1.21 | 25 | 20 | Helena, MT | 2022 | NREL ATB: Commercial Solar | LBL Tracking the Sun | DNV Proprietary Data
MT | Small 1 | Solar PV | Commercial | 33.83 | 1308.1709 | 44255.4231 | 14.93% | 19.8% | 95.9% | 86% | 97.02% | 99.15% | 100% | 1.17 | 25 | 15 | Helena, MT | 2012 | NREL ATB: Commercial Solar | LBL Tracking the Sun | DNV Proprietary Data
MT | Small 1 | Solar PV | Commercial | 37.4 | 1310.2871 | 49004.7374 | 14.96% | 19.8% | 96.8% | 86% | 97.2% | 99.2% | 100% | 1.17 | 25 | 15 | Helena, MT | 2013 | NREL ATB: Commercial Solar | LBL Tracking the Sun | DNV Proprietary Data
MT | Small 1 | Solar PV | Commercial | 34.68 | 1312.162 | 45505.7778 | 14.98% | 19.8% | 97.5% | 86% | 97.37% | 99.25% | 100% | 1.17 | 25 | 15 | Helena, MT | 2014 | NREL ATB: Commercial Solar | LBL Tracking the Sun | DNV Proprietary Data
MT | Small 1 | Solar PV | Commercial | 32.81 | 1313.8522 | 43107.4899 | 15% | 20% | 98% | 86% | 97.72% | 99.35% | 100% | 1.17 | 25 | 15 | Helena, MT | 2015 | NREL ATB: Commercial Solar | LBL Tracking the Sun | DNV Proprietary Data
MT | Small 1 | Solar PV | Commercial | 33.15 | 1316.2728 | 43634.4425 | 15.03% | 20% | 98% | 86% | 97.72% | 99.35% | 100% | 1.17 | 25 | 16 | Helena, MT | 2016 | NREL ATB: Commercial Solar | LBL Tracking the Sun | DNV Proprietary Data
MT | Small 1 | Solar PV | Commercial | 38.76 | 1318.3771 | 51100.2946 | 15.05% | 20.2% | 98% | 86% | 97.72% | 99.35% | 100% | 1.17 | 25 | 17 | Helena, MT | 2017 | NREL ATB: Commercial Solar | LBL Tracking the Sun | DNV Proprietary Data
MT | Small 1 | Solar PV | Commercial | 39.27 | 1320.2487 | 51846.1649 | 15.07% | 20.2% | 98% | 85.9% | 97.72% | 99.35% | 100% | 1.17 | 25 | 18 | Helena, MT | 2018 | NREL ATB: Commercial Solar | LBL Tracking the Sun | DNV Proprietary Data
MT | Small 1 | Solar PV | Commercial | 38.25 | 1322.1388 | 50571.8103 | 15.09% | 20.8% | 98% | 85.9% | 97.72% | 99.35% | 100% | 1.17 | 25 | 18 | Helena, MT | 2019 | NREL ATB: Commercial Solar | LBL Tracking the Sun | DNV Proprietary Data
MT | Small 1 | Solar PV | Commercial | 36.38 | 1324.3312 | 48179.1683 | 15.12% | 20.8% | 98% | 85.9% | 97.72% | 99.35% | 100% | 1.17 | 25 | 18 | Helena, MT | 2020 | NREL ATB: Commercial Solar | LBL Tracking the Sun | DNV Proprietary Data
MT | Small 1 | Solar PV | Commercial | 32.64 | 1326.1159 | 43284.4244 | 15.14% | 21% | 98% | 85.9% | 97.72% | 99.35% | 100% | 1.17 | 25 | 20 | Helena, MT | 2021 | NREL ATB: Commercial Solar | LBL Tracking the Sun | DNV Proprietary Data
MT | Small 1 | Solar PV | Commercial | 34.1193 | 1326.6099 | 45263.0657 | 15.14% | 21% | 98% | 85.9% | 97.72% | 99.35% | 100% | 1.17 | 25 | 20 | Helena, MT | 2022 | NREL ATB: Commercial Solar | LBL Tracking the Sun | DNV Proprietary Data
MT | Small 2 | Solar PV | Commercial | 100 | 1308.1709 | 130817.0945 | 14.93% | 19.8% | 95.9% | 86% | 97.02% | 99.15% | 100% | 1.17 | 25 | 15 | Helena, MT | 2012 | NREL ATB: Commercial Solar | LBL Tracking the Sun | DNV Proprietary Data
MT | Small 2 | Solar PV | Commercial | 100 | 1310.2871 | 131028.7097 | 14.96% | 19.8% | 96.8% | 86% | 97.2% | 99.2% | 100% | 1.17 | 25 | 15 | Helena, MT | 2013 | NREL ATB: Commercial Solar | LBL Tracking the Sun | DNV Proprietary Data
MT | Small 2 | Solar PV | Commercial | 100 | 1312.162 | 131216.1989 | 14.98% | 19.8% | 97.5% | 86% | 97.37% | 99.25% | 100% | 1.17 | 25 | 15 | Helena, MT | 2014 | NREL ATB: Commercial Solar | LBL Tracking the Sun | DNV Proprietary Data
MT | Small 2 | Solar PV | Commercial | 100 | 1313.8522 | 131385.2176 | 15% | 20% | 98% | 86% | 97.72% | 99.35% | 100% | 1.17 | 25 | 15 | Helena, MT | 2015 | NREL ATB: Commercial Solar | LBL Tracking the Sun | DNV Proprietary Data
MT | Small 2 | Solar PV | Commercial | 100 | 1316.2728 | 131627.2774 | 15.03% | 20% | 98% | 86% | 97.72% | 99.35% | 100% | 1.17 | 25 | 16 | Helena, MT | 2016 | NREL ATB: Commercial Solar | LBL Tracking the Sun | DNV Proprietary Data
MT | Small 2 | Solar PV | Commercial | 100 | 1318.3771 | 131837.7054 | 15.05% | 20.2% | 98% | 86% | 97.72% | 99.35% | 100% | 1.17 | 25 | 17 | Helena, MT | 2017 | NREL ATB: Commercial Solar | LBL Tracking the Sun | DNV Proprietary Data
MT | Small 2 | Solar PV | Commercial | 100 | 1320.2487 | 132024.8662 | 15.07% | 20.2% | 98% | 85.9% | 97.72% | 99.35% | 100% | 1.17 | 25 | 18 | Helena, MT | 2018 | NREL ATB: Commercial Solar | LBL Tracking the Sun | DNV Proprietary Data
MT | Small 2 | Solar PV | Commercial | 100 | 1322.1388 | 132213.883 | 15.09% | 20.8% | 98% | 85.9% | 97.72% | 99.35% | 100% | 1.17 | 25 | 18 | Helena, MT | 2019 | NREL ATB: Commercial Solar | LBL Tracking the Sun | DNV Proprietary Data
MT | Small 2 | Solar PV | Commercial | 100 | 1324.3312 | 132433.1179 | 15.12% | 20.8% | 98% | 85.9% | 97.72% | 99.35% | 100% | 1.17 | 25 | 18 | Helena, MT | 2020 | NREL ATB: Commercial Solar | LBL Tracking the Sun | DNV Proprietary Data
MT | Small 2 | Solar PV | Commercial | 100 | 1326.1159 | 132611.5945 | 15.14% | 21% | 98% | 85.9% | 97.72% | 99.35% | 100% | 1.17 | 25 | 20 | Helena, MT | 2021 | NREL ATB: Commercial Solar | LBL Tracking the Sun | DNV Proprietary Data
MT | Small 2 | Solar PV | Commercial | 100 | 1326.1159 | 132611.5945 | 15.14% | 21% | 98% | 85.9% | 97.72% | 99.35% | 100% | 1.17 | 25 | 20 | Helena, MT | 2022 | NREL ATB: Commercial Solar | LBL Tracking the Sun | DNV Proprietary Data
NC | Large 2 | Solar PV | Commercial | 1000 | 1389.9687 | 1389968.6763 | 15.87% | 19.8% | 95.9% | 86% | 97.02% | 99.15% | 100% | 1.23 | 25 | 15 | Raleigh, NC | 2012 | NREL ATB: Commercial Solar | LBL Tracking the Sun | DNV Proprietary Data
NC | Large 2 | Solar PV | Commercial | 1000 | 1391.5507 | 1391550.6949 | 15.89% | 19.8% | 96.8% | 86% | 97.2% | 99.2% | 100% | 1.23 | 25 | 15 | Raleigh, NC | 2013 | NREL ATB: Commercial Solar | LBL Tracking the Sun | DNV Proprietary Data
NC | Large 2 | Solar PV | Commercial | 1000 | 1393.8786 | 1393878.5955 | 15.91% | 19.8% | 97.5% | 86% | 97.37% | 99.25% | 100% | 1.23 | 25 | 15 | Raleigh, NC | 2014 | NREL ATB: Commercial Solar | LBL Tracking the Sun | DNV Proprietary Data
NC | Large 2 | Solar PV | Commercial | 1000 | 1396.5715 | 1396571.5294 | 15.94% | 20% | 98% | 86% | 97.72% | 99.35% | 100% | 1.23 | 25 | 15 | Raleigh, NC | 2015 | NREL ATB: Commercial Solar | LBL Tracking the Sun | DNV Proprietary Data
NC | Large 2 | Solar PV | Commercial | 1000 | 1398.1922 | 1398192.1964 | 15.96% | 20% | 98% | 86% | 97.72% | 99.35% | 100% | 1.23 | 25 | 16 | Raleigh, NC | 2016 | NREL ATB: Commercial Solar | LBL Tracking the Sun | DNV Proprietary Data
NC | Large 2 | Solar PV | Commercial | 1000 | 1400.8532 | 1400853.1578 | 15.99% | 20.2% | 98% | 86% | 97.72% | 99.35% | 100% | 1.23 | 25 | 17 | Raleigh, NC | 2017 | NREL ATB: Commercial Solar | LBL Tracking the Sun | DNV Proprietary Data
NC | Large 2 | Solar PV | Commercial | 1000 | 1403.5892 | 1403589.23 | 16.02% | 20.2% | 98% | 85.9% | 97.72% | 99.35% | 100% | 1.23 | 25 | 18 | Raleigh, NC | 2018 | NREL ATB: Commercial Solar | LBL Tracking the Sun | DNV Proprietary Data
NC | Large 2 | Solar PV | Commercial | 1000 | 1406.3198 | 1406319.7888 | 16.05% | 20.8% | 98% | 85.9% | 97.72% | 99.35% | 100% | 1.23 | 25 | 18 | Raleigh, NC | 2019 | NREL ATB: Commercial Solar | LBL Tracking the Sun | DNV Proprietary Data
NC | Large 2 | Solar PV | Commercial | 1000 | 1408.3635 | 1408363.4529 | 16.08% | 20.8% | 98% | 85.9% | 97.72% | 99.35% | 100% | 1.23 | 25 | 18 | Raleigh, NC | 2020 | NREL ATB: Commercial Solar | LBL Tracking the Sun | DNV Proprietary Data
NC | Large 2 | Solar PV | Commercial | 1000 | 1410.115 | 1410115.0118 | 16.1% | 21% | 98% | 85.9% | 97.72% | 99.35% | 100% | 1.23 | 25 | 20 | Raleigh, NC | 2021 | NREL ATB: Commercial Solar | LBL Tracking the Sun | DNV Proprietary Data
NC | Large 2 | Solar PV | Commercial | 1000 | 1410.115 | 1410115.0118 | 16.1% | 21% | 98% | 85.9% | 97.72% | 99.35% | 100% | 1.23 | 25 | 20 | Raleigh, NC | 2022 | NREL ATB: Commercial Solar | LBL Tracking the Sun | DNV Proprietary Data
NC | Large 1 | Solar PV | Commercial | 500 | 1375.7247 | 687862.3268 | 15.7% | 19.8% | 95.9% | 86% | 97.02% | 99.15% | 100% | 1.21 | 25 | 15 | Raleigh, NC | 2012 | NREL ATB: Commercial Solar | LBL Tracking the Sun | DNV Proprietary Data
NC | Large 1 | Solar PV | Commercial | 500 | 1377.883 | 688941.4834 | 15.73% | 19.8% | 96.8% | 86% | 97.2% | 99.2% | 100% | 1.21 | 25 | 15 | Raleigh, NC | 2013 | NREL ATB: Commercial Solar | LBL Tracking the Sun | DNV Proprietary Data
NC | Large 1 | Solar PV | Commercial | 500 | 1379.301 | 689650.4959 | 15.75% | 19.8% | 97.5% | 86% | 97.37% | 99.25% | 100% | 1.21 | 25 | 15 | Raleigh, NC | 2014 | NREL ATB: Commercial Solar | LBL Tracking the Sun | DNV Proprietary Data
NC | Large 1 | Solar PV | Commercial | 500 | 1381.2508 | 690625.3761 | 15.77% | 20% | 98% | 86% | 97.72% | 99.35% | 100% | 1.21 | 25 | 15 | Raleigh, NC | 2015 | NREL ATB: Commercial Solar | LBL Tracking the Sun | DNV Proprietary Data
NC | Large 1 | Solar PV | Commercial | 500 | 1383.4674 | 691733.6771 | 15.79% | 20% | 98% | 86% | 97.72% | 99.35% | 100% | 1.21 | 25 | 16 | Raleigh, NC | 2016 | NREL ATB: Commercial Solar | LBL Tracking the Sun | DNV Proprietary Data
NC | Large 1 | Solar PV | Commercial | 500 | 1385.4722 | 692736.121 | 15.82% | 20.2% | 98% | 86% | 97.72% | 99.35% | 100% | 1.21 | 25 | 17 | Raleigh, NC | 2017 | NREL ATB: Commercial Solar | LBL Tracking the Sun | DNV Proprietary Data
NC | Large 1 | Solar PV | Commercial | 500 | 1387.8129 | 693906.4661 | 15.84% | 20.2% | 98% | 85.9% | 97.72% | 99.35% | 100% | 1.21 | 25 | 18 | Raleigh, NC | 2018 | NREL ATB: Commercial Solar | LBL Tracking the Sun | DNV Proprietary Data
NC | Large 1 | Solar PV | Commercial | 500 | 1389.5261 | 694763.0307 | 15.86% | 20.8% | 98% | 85.9% | 97.72% | 99.35% | 100% | 1.21 | 25 | 18 | Raleigh, NC | 2019 | NREL ATB: Commercial Solar | LBL Tracking the Sun | DNV Proprietary Data
NC | Large 1 | Solar PV | Commercial | 500 | 1391.0443 | 695522.1533 | 15.88% | 20.8% | 98% | 85.9% | 97.72% | 99.35% | 100% | 1.21 | 25 | 18 | Raleigh, NC | 2020 | NREL ATB: Commercial Solar | LBL Tracking the Sun | DNV Proprietary Data
NC | Large 1 | Solar PV | Commercial | 500 | 1393.2511 | 696625.5642 | 15.9% | 21% | 98% | 85.9% | 97.72% | 99.35% | 100% | 1.21 | 25 | 20 | Raleigh, NC | 2021 | NREL ATB: Commercial Solar | LBL Tracking the Sun | DNV Proprietary Data
NC | Large 1 | Solar PV | Commercial | 500 | 1393.2511 | 696625.5642 | 15.91% | 21% | 98% | 85.9% | 97.72% | 99.35% | 100% | 1.21 | 25 | 20 | Raleigh, NC | 2022 | NREL ATB: Commercial Solar | LBL Tracking the Sun | DNV Proprietary Data
NC | Medium | Solar PV | Commercial | 250 | 1375.307 | 343826.7539 | 15.7% | 19.8% | 95.9% | 86% | 97.02% | 99.15% | 100% | 1.21 | 25 | 15 | Raleigh, NC | 2012 | NREL ATB: Commercial Solar | LBL Tracking the Sun | DNV Proprietary Data
NC | Medium | Solar PV | Commercial | 250 | 1377.4056 | 344351.4039 | 15.72% | 19.8% | 96.8% | 86% | 97.2% | 99.2% | 100% | 1.21 | 25 | 15 | Raleigh, NC | 2013 | NREL ATB: Commercial Solar | LBL Tracking the Sun | DNV Proprietary Data
NC | Medium | Solar PV | Commercial | 250 | 1379.5012 | 344875.2987 | 15.75% | 19.8% | 97.5% | 86% | 97.37% | 99.25% | 100% | 1.21 | 25 | 15 | Raleigh, NC | 2014 | NREL ATB: Commercial Solar | LBL Tracking the Sun | DNV Proprietary Data
NC | Medium | Solar PV | Commercial | 250 | 1381.7962 | 345449.0523 | 15.77% | 20% | 98% | 86% | 97.72% | 99.35% | 100% | 1.21 | 25 | 15 | Raleigh, NC | 2015 | NREL ATB: Commercial Solar | LBL Tracking the Sun | DNV Proprietary Data
NC | Medium | Solar PV | Commercial | 250 | 1384.358 | 346089.4921 | 15.8% | 20% | 98% | 86% | 97.72% | 99.35% | 100% | 1.21 | 25 | 16 | Raleigh, NC | 2016 | NREL ATB: Commercial Solar | LBL Tracking the Sun | DNV Proprietary Data
NC | Medium | Solar PV | Commercial | 250 | 1386.4667 | 346616.6721 | 15.83% | 20.2% | 98% | 86% | 97.72% | 99.35% | 100% | 1.21 | 25 | 17 | Raleigh, NC | 2017 | NREL ATB: Commercial Solar | LBL Tracking the Sun | DNV Proprietary Data
NC | Medium | Solar PV | Commercial | 250 | 1388.0094 | 347002.3561 | 15.84% | 20.2% | 98% | 85.9% | 97.72% | 99.35% | 100% | 1.21 | 25 | 18 | Raleigh, NC | 2018 | NREL ATB: Commercial Solar | LBL Tracking the Sun | DNV Proprietary Data
NC | Medium | Solar PV | Commercial | 250 | 1389.62 | 347405.0007 | 15.86% | 20.8% | 98% | 85.9% | 97.72% | 99.35% | 100% | 1.21 | 25 | 18 | Raleigh, NC | 2019 | NREL ATB: Commercial Solar | LBL Tracking the Sun | DNV Proprietary Data
NC | Medium | Solar PV | Commercial | 250 | 1391.7348 | 347933.7033 | 15.89% | 20.8% | 98% | 85.9% | 97.72% | 99.35% | 100% | 1.21 | 25 | 18 | Raleigh, NC | 2020 | NREL ATB: Commercial Solar | LBL Tracking the Sun | DNV Proprietary Data
NC | Medium | Solar PV | Commercial | 250 | 1393.2511 | 348312.7821 | 15.9% | 21% | 98% | 85.9% | 97.72% | 99.35% | 100% | 1.21 | 25 | 20 | Raleigh, NC | 2021 | NREL ATB: Commercial Solar | LBL Tracking the Sun | DNV Proprietary Data
NC | Medium | Solar PV | Commercial | 250 | 1393.2511 | 348312.7821 | 15.91% | 21% | 98% | 85.9% | 97.72% | 99.35% | 100% | 1.21 | 25 | 20 | Raleigh, NC | 2022 | NREL ATB: Commercial Solar | LBL Tracking the Sun | DNV Proprietary Data
NC | Small 1 | Solar PV | Commercial | 33.83 | 1374.7457 | 46507.6478 | 15.69% | 19.8% | 95.9% | 86% | 97.02% | 99.15% | 100% | 1.17 | 25 | 15 | Raleigh, NC | 2012 | NREL ATB: Commercial Solar | LBL Tracking the Sun | DNV Proprietary Data
NC | Small 1 | Solar PV | Commercial | 37.4 | 1376.1966 | 51469.751 | 15.71% | 19.8% | 96.8% | 86% | 97.2% | 99.2% | 100% | 1.17 | 25 | 15 | Raleigh, NC | 2013 | NREL ATB: Commercial Solar | LBL Tracking the Sun | DNV Proprietary Data
NC | Small 1 | Solar PV | Commercial | 34.68 | 1377.9432 | 47787.0716 | 15.73% | 19.8% | 97.5% | 86% | 97.37% | 99.25% | 100% | 1.17 | 25 | 15 | Raleigh, NC | 2014 | NREL ATB: Commercial Solar | LBL Tracking the Sun | DNV Proprietary Data
NC | Small 1 | Solar PV | Commercial | 32.81 | 1380.6836 | 45300.2298 | 15.76% | 20% | 98% | 86% | 97.72% | 99.35% | 100% | 1.17 | 25 | 15 | Raleigh, NC | 2015 | NREL ATB: Commercial Solar | LBL Tracking the Sun | DNV Proprietary Data
NC | Small 1 | Solar PV | Commercial | 33.15 | 1382.3155 | 45823.7572 | 15.78% | 20% | 98% | 86% | 97.72% | 99.35% | 100% | 1.17 | 25 | 16 | Raleigh, NC | 2016 | NREL ATB: Commercial Solar | LBL Tracking the Sun | DNV Proprietary Data
NC | Small 1 | Solar PV | Commercial | 38.76 | 1384.3928 | 53659.0664 | 15.8% | 20.2% | 98% | 86% | 97.72% | 99.35% | 100% | 1.17 | 25 | 17 | Raleigh, NC | 2017 | NREL ATB: Commercial Solar | LBL Tracking the Sun | DNV Proprietary Data
NC | Small 1 | Solar PV | Commercial | 39.27 | 1386.6842 | 54455.0886 | 15.83% | 20.2% | 98% | 85.9% | 97.72% | 99.35% | 100% | 1.17 | 25 | 18 | Raleigh, NC | 2018 | NREL ATB: Commercial Solar | LBL Tracking the Sun | DNV Proprietary Data
NC | Small 1 | Solar PV | Commercial | 38.25 | 1388.3665 | 53105.0197 | 15.85% | 20.8% | 98% | 85.9% | 97.72% | 99.35% | 100% | 1.17 | 25 | 18 | Raleigh, NC | 2019 | NREL ATB: Commercial Solar | LBL Tracking the Sun | DNV Proprietary Data
NC | Small 1 | Solar PV | Commercial | 36.38 | 1389.9897 | 50567.8263 | 15.87% | 20.8% | 98% | 85.9% | 97.72% | 99.35% | 100% | 1.17 | 25 | 18 | Raleigh, NC | 2020 | NREL ATB: Commercial Solar | LBL Tracking the Sun | DNV Proprietary Data
NC | Small 1 | Solar PV | Commercial | 32.64 | 1392.6791 | 45457.0457 | 15.9% | 21% | 98% | 85.9% | 97.72% | 99.35% | 100% | 1.17 | 25 | 20 | Raleigh, NC | 2021 | NREL ATB: Commercial Solar | LBL Tracking the Sun | DNV Proprietary Data
NC | Small 1 | Solar PV | Commercial | 34.1193 | 1393.1979 | 47535.003 | 15.9% | 21% | 98% | 85.9% | 97.72% | 99.35% | 100% | 1.17 | 25 | 20 | Raleigh, NC | 2022 | NREL ATB: Commercial Solar | LBL Tracking the Sun | DNV Proprietary Data
NC | Small 2 | Solar PV | Commercial | 100 | 1374.7457 | 137474.5723 | 15.69% | 19.8% | 95.9% | 86% | 97.02% | 99.15% | 100% | 1.17 | 25 | 15 | Raleigh, NC | 2012 | NREL ATB: Commercial Solar | LBL Tracking the Sun | DNV Proprietary Data
NC | Small 2 | Solar PV | Commercial | 100 | 1376.1966 | 137619.655 | 15.71% | 19.8% | 96.8% | 86% | 97.2% | 99.2% | 100% | 1.17 | 25 | 15 | Raleigh, NC | 2013 | NREL ATB: Commercial Solar | LBL Tracking the Sun | DNV Proprietary Data
NC | Small 2 | Solar PV | Commercial | 100 | 1377.9432 | 137794.3242 | 15.73% | 19.8% | 97.5% | 86% | 97.37% | 99.25% | 100% | 1.17 | 25 | 15 | Raleigh, NC | 2014 | NREL ATB: Commercial Solar | LBL Tracking the Sun | DNV Proprietary Data
NC | Small 2 | Solar PV | Commercial | 100 | 1380.6836 | 138068.3626 | 15.76% | 20% | 98% | 86% | 97.72% | 99.35% | 100% | 1.17 | 25 | 15 | Raleigh, NC | 2015 | NREL ATB: Commercial Solar | LBL Tracking the Sun | DNV Proprietary Data
NC | Small 2 | Solar PV | Commercial | 100 | 1382.3155 | 138231.5451 | 15.78% | 20% | 98% | 86% | 97.72% | 99.35% | 100% | 1.17 | 25 | 16 | Raleigh, NC | 2016 | NREL ATB: Commercial Solar | LBL Tracking the Sun | DNV Proprietary Data
NC | Small 2 | Solar PV | Commercial | 100 | 1384.3928 | 138439.2838 | 15.8% | 20.2% | 98% | 86% | 97.72% | 99.35% | 100% | 1.17 | 25 | 17 | Raleigh, NC | 2017 | NREL ATB: Commercial Solar | LBL Tracking the Sun | DNV Proprietary Data
NC | Small 2 | Solar PV | Commercial | 100 | 1386.6842 | 138668.4203 | 15.83% | 20.2% | 98% | 85.9% | 97.72% | 99.35% | 100% | 1.17 | 25 | 18 | Raleigh, NC | 2018 | NREL ATB: Commercial Solar | LBL Tracking the Sun | DNV Proprietary Data
NC | Small 2 | Solar PV | Commercial | 100 | 1388.3665 | 138836.6527 | 15.85% | 20.8% | 98% | 85.9% | 97.72% | 99.35% | 100% | 1.17 | 25 | 18 | Raleigh, NC | 2019 | NREL ATB: Commercial Solar | LBL Tracking the Sun | DNV Proprietary Data
NC | Small 2 | Solar PV | Commercial | 100 | 1389.9897 | 138998.9727 | 15.87% | 20.8% | 98% | 85.9% | 97.72% | 99.35% | 100% | 1.17 | 25 | 18 | Raleigh, NC | 2020 | NREL ATB: Commercial Solar | LBL Tracking the Sun | DNV Proprietary Data
NC | Small 2 | Solar PV | Commercial | 100 | 1392.6791 | 139267.9096 | 15.9% | 21% | 98% | 85.9% | 97.72% | 99.35% | 100% | 1.17 | 25 | 20 | Raleigh, NC | 2021 | NREL ATB: Commercial Solar | LBL Tracking the Sun | DNV Proprietary Data
NC | Small 2 | Solar PV | Commercial | 100 | 1392.6791 | 139267.9096 | 15.9% | 21% | 98% | 85.9% | 97.72% | 99.35% | 100% | 1.17 | 25 | 20 | Raleigh, NC | 2022 | NREL ATB: Commercial Solar | LBL Tracking the Sun | DNV Proprietary Data
ND | Large 2 | Solar PV | Commercial | 1000 | 1294.2335 | 1294233.5418 | 14.77% | 19.8% | 95.9% | 86% | 97.02% | 99.15% | 100% | 1.23 | 25 | 15 | Fargo, ND | 2012 | NREL ATB: Commercial Solar | LBL Tracking the Sun | DNV Proprietary Data
ND | Large 2 | Solar PV | Commercial | 1000 | 1296.0426 | 1296042.6207 | 14.8% | 19.8% | 96.8% | 86% | 97.2% | 99.2% | 100% | 1.23 | 25 | 15 | Fargo, ND | 2013 | NREL ATB: Commercial Solar | LBL Tracking the Sun | DNV Proprietary Data
ND | Large 2 | Solar PV | Commercial | 1000 | 1297.3539 | 1297353.9167 | 14.81% | 19.8% | 97.5% | 86% | 97.37% | 99.25% | 100% | 1.23 | 25 | 15 | Fargo, ND | 2014 | NREL ATB: Commercial Solar | LBL Tracking the Sun | DNV Proprietary Data
ND | Large 2 | Solar PV | Commercial | 1000 | 1299.7238 | 1299723.8293 | 14.84% | 20% | 98% | 86% | 97.72% | 99.35% | 100% | 1.23 | 25 | 15 | Fargo, ND | 2015 | NREL ATB: Commercial Solar | LBL Tracking the Sun | DNV Proprietary Data
ND | Large 2 | Solar PV | Commercial | 1000 | 1301.1364 | 1301136.4239 | 14.85% | 20% | 98% | 86% | 97.72% | 99.35% | 100% | 1.23 | 25 | 16 | Fargo, ND | 2016 | NREL ATB: Commercial Solar | LBL Tracking the Sun | DNV Proprietary Data
ND | Large 2 | Solar PV | Commercial | 1000 | 1303.5879 | 1303587.9033 | 14.88% | 20.2% | 98% | 86% | 97.72% | 99.35% | 100% | 1.23 | 25 | 17 | Fargo, ND | 2017 | NREL ATB: Commercial Solar | LBL Tracking the Sun | DNV Proprietary Data
ND | Large 2 | Solar PV | Commercial | 1000 | 1305.5144 | 1305514.4115 | 14.9% | 20.2% | 98% | 85.9% | 97.72% | 99.35% | 100% | 1.23 | 25 | 18 | Fargo, ND | 2018 | NREL ATB: Commercial Solar | LBL Tracking the Sun | DNV Proprietary Data
ND | Large 2 | Solar PV | Commercial | 1000 | 1307.6441 | 1307644.0753 | 14.93% | 20.8% | 98% | 85.9% | 97.72% | 99.35% | 100% | 1.23 | 25 | 18 | Fargo, ND | 2019 | NREL ATB: Commercial Solar | LBL Tracking the Sun | DNV Proprietary Data
ND | Large 2 | Solar PV | Commercial | 1000 | 1309.5985 | 1309598.5337 | 14.95% | 20.8% | 98% | 85.9% | 97.72% | 99.35% | 100% | 1.23 | 25 | 18 | Fargo, ND | 2020 | NREL ATB: Commercial Solar | LBL Tracking the Sun | DNV Proprietary Data
ND | Large 2 | Solar PV | Commercial | 1000 | 1311.9282 | 1311928.1962 | 14.98% | 21% | 98% | 85.9% | 97.72% | 99.35% | 100% | 1.23 | 25 | 20 | Fargo, ND | 2021 | NREL ATB: Commercial Solar | LBL Tracking the Sun | DNV Proprietary Data
ND | Large 2 | Solar PV | Commercial | 1000 | 1311.9282 | 1311928.1962 | 14.98% | 21% | 98% | 85.9% | 97.72% | 99.35% | 100% | 1.23 | 25 | 20 | Fargo, ND | 2022 | NREL ATB: Commercial Solar | LBL Tracking the Sun | DNV Proprietary Data
ND | Large 1 | Solar PV | Commercial | 500 | 1295.199 | 647599.4801 | 14.79% | 19.8% | 95.9% | 86% | 97.02% | 99.15% | 100% | 1.21 | 25 | 15 | Fargo, ND | 2012 | NREL ATB: Commercial Solar | LBL Tracking the Sun | DNV Proprietary Data
ND | Large 1 | Solar PV | Commercial | 500 | 1297.5007 | 648750.3444 | 14.81% | 19.8% | 96.8% | 86% | 97.2% | 99.2% | 100% | 1.21 | 25 | 15 | Fargo, ND | 2013 | NREL ATB: Commercial Solar | LBL Tracking the Sun | DNV Proprietary Data
ND | Large 1 | Solar PV | Commercial | 500 | 1299.162 | 649581.0143 | 14.83% | 19.8% | 97.5% | 86% | 97.37% | 99.25% | 100% | 1.21 | 25 | 15 | Fargo, ND | 2014 | NREL ATB: Commercial Solar | LBL Tracking the Sun | DNV Proprietary Data
ND | Large 1 | Solar PV | Commercial | 500 | 1301.4467 | 650723.3376 | 14.86% | 20% | 98% | 86% | 97.72% | 99.35% | 100% | 1.21 | 25 | 15 | Fargo, ND | 2015 | NREL ATB: Commercial Solar | LBL Tracking the Sun | DNV Proprietary Data
ND | Large 1 | Solar PV | Commercial | 500 | 1303.1253 | 651562.6328 | 14.88% | 20% | 98% | 86% | 97.72% | 99.35% | 100% | 1.21 | 25 | 16 | Fargo, ND | 2016 | NREL ATB: Commercial Solar | LBL Tracking the Sun | DNV Proprietary Data
ND | Large 1 | Solar PV | Commercial | 500 | 1304.8155 | 652407.7303 | 14.9% | 20.2% | 98% | 86% | 97.72% | 99.35% | 100% | 1.21 | 25 | 17 | Fargo, ND | 2017 | NREL ATB: Commercial Solar | LBL Tracking the Sun | DNV Proprietary Data
ND | Large 1 | Solar PV | Commercial | 500 | 1306.1391 | 653069.5732 | 14.91% | 20.2% | 98% | 85.9% | 97.72% | 99.35% | 100% | 1.21 | 25 | 18 | Fargo, ND | 2018 | NREL ATB: Commercial Solar | LBL Tracking the Sun | DNV Proprietary Data
ND | Large 1 | Solar PV | Commercial | 500 | 1308.6439 | 654321.9467 | 14.94% | 20.8% | 98% | 85.9% | 97.72% | 99.35% | 100% | 1.21 | 25 | 18 | Fargo, ND | 2019 | NREL ATB: Commercial Solar | LBL Tracking the Sun | DNV Proprietary Data
ND | Large 1 | Solar PV | Commercial | 500 | 1311.1525 | 655576.2572 | 14.97% | 20.8% | 98% | 85.9% | 97.72% | 99.35% | 100% | 1.21 | 25 | 18 | Fargo, ND | 2020 | NREL ATB: Commercial Solar | LBL Tracking the Sun | DNV Proprietary Data
ND | Large 1 | Solar PV | Commercial | 500 | 1313.7085 | 656854.2513 | 15% | 21% | 98% | 85.9% | 97.72% | 99.35% | 100% | 1.21 | 25 | 20 | Fargo, ND | 2021 | NREL ATB: Commercial Solar | LBL Tracking the Sun | DNV Proprietary Data
ND | Large 1 | Solar PV | Commercial | 500 | 1313.7085 | 656854.2513 | 15% | 21% | 98% | 85.9% | 97.72% | 99.35% | 100% | 1.21 | 25 | 20 | Fargo, ND | 2022 | NREL ATB: Commercial Solar | LBL Tracking the Sun | DNV Proprietary Data
ND | Medium | Solar PV | Commercial | 250 | 1295.0988 | 323774.7048 | 14.78% | 19.8% | 95.9% | 86% | 97.02% | 99.15% | 100% | 1.21 | 25 | 15 | Fargo, ND | 2012 | NREL ATB: Commercial Solar | LBL Tracking the Sun | DNV Proprietary Data
ND | Medium | Solar PV | Commercial | 250 | 1297.5272 | 324381.8071 | 14.81% | 19.8% | 96.8% | 86% | 97.2% | 99.2% | 100% | 1.21 | 25 | 15 | Fargo, ND | 2013 | NREL ATB: Commercial Solar | LBL Tracking the Sun | DNV Proprietary Data
ND | Medium | Solar PV | Commercial | 250 | 1299.1259 | 324781.4701 | 14.83% | 19.8% | 97.5% | 86% | 97.37% | 99.25% | 100% | 1.21 | 25 | 15 | Fargo, ND | 2014 | NREL ATB: Commercial Solar | LBL Tracking the Sun | DNV Proprietary Data
ND | Medium | Solar PV | Commercial | 250 | 1301.2046 | 325301.1397 | 14.85% | 20% | 98% | 86% | 97.72% | 99.35% | 100% | 1.21 | 25 | 15 | Fargo, ND | 2015 | NREL ATB: Commercial Solar | LBL Tracking the Sun | DNV Proprietary Data
ND | Medium | Solar PV | Commercial | 250 | 1303.1556 | 325788.9077 | 14.88% | 20% | 98% | 86% | 97.72% | 99.35% | 100% | 1.21 | 25 | 16 | Fargo, ND | 2016 | NREL ATB: Commercial Solar | LBL Tracking the Sun | DNV Proprietary Data
ND | Medium | Solar PV | Commercial | 250 | 1304.9625 | 326240.6137 | 14.9% | 20.2% | 98% | 86% | 97.72% | 99.35% | 100% | 1.21 | 25 | 17 | Fargo, ND | 2017 | NREL ATB: Commercial Solar | LBL Tracking the Sun | DNV Proprietary Data
ND | Medium | Solar PV | Commercial | 250 | 1306.826 | 326706.4909 | 14.92% | 20.2% | 98% | 85.9% | 97.72% | 99.35% | 100% | 1.21 | 25 | 18 | Fargo, ND | 2018 | NREL ATB: Commercial Solar | LBL Tracking the Sun | DNV Proprietary Data
ND | Medium | Solar PV | Commercial | 250 | 1309.0589 | 327264.7353 | 14.94% | 20.8% | 98% | 85.9% | 97.72% | 99.35% | 100% | 1.21 | 25 | 18 | Fargo, ND | 2019 | NREL ATB: Commercial Solar | LBL Tracking the Sun | DNV Proprietary Data
ND | Medium | Solar PV | Commercial | 250 | 1311.4099 | 327852.4865 | 14.97% | 20.8% | 98% | 85.9% | 97.72% | 99.35% | 100% | 1.21 | 25 | 18 | Fargo, ND | 2020 | NREL ATB: Commercial Solar | LBL Tracking the Sun | DNV Proprietary Data
ND | Medium | Solar PV | Commercial | 250 | 1313.7085 | 328427.1256 | 15% | 21% | 98% | 85.9% | 97.72% | 99.35% | 100% | 1.21 | 25 | 20 | Fargo, ND | 2021 | NREL ATB: Commercial Solar | LBL Tracking the Sun | DNV Proprietary Data
ND | Medium | Solar PV | Commercial | 250 | 1313.7085 | 328427.1256 | 15% | 21% | 98% | 85.9% | 97.72% | 99.35% | 100% | 1.21 | 25 | 20 | Fargo, ND | 2022 | NREL ATB: Commercial Solar | LBL Tracking the Sun | DNV Proprietary Data
ND | Small 1 | Solar PV | Commercial | 33.83 | 1294.9682 | 43808.7738 | 14.78% | 19.8% | 95.9% | 86% | 97.02% | 99.15% | 100% | 1.17 | 25 | 15 | Fargo, ND | 2012 | NREL ATB: Commercial Solar | LBL Tracking the Sun | DNV Proprietary Data
ND | Small 1 | Solar PV | Commercial | 37.4 | 1296.9905 | 48507.4452 | 14.81% | 19.8% | 96.8% | 86% | 97.2% | 99.2% | 100% | 1.17 | 25 | 15 | Fargo, ND | 2013 | NREL ATB: Commercial Solar | LBL Tracking the Sun | DNV Proprietary Data
ND | Small 1 | Solar PV | Commercial | 34.68 | 1299.466 | 45065.4825 | 14.83% | 19.8% | 97.5% | 86% | 97.37% | 99.25% | 100% | 1.17 | 25 | 15 | Fargo, ND | 2014 | NREL ATB: Commercial Solar | LBL Tracking the Sun | DNV Proprietary Data
ND | Small 1 | Solar PV | Commercial | 32.81 | 1301.3561 | 42697.4924 | 14.86% | 20% | 98% | 86% | 97.72% | 99.35% | 100% | 1.17 | 25 | 15 | Fargo, ND | 2015 | NREL ATB: Commercial Solar | LBL Tracking the Sun | DNV Proprietary Data
ND | Small 1 | Solar PV | Commercial | 33.15 | 1303.1626 | 43199.8414 | 14.88% | 20% | 98% | 86% | 97.72% | 99.35% | 100% | 1.17 | 25 | 16 | Fargo, ND | 2016 | NREL ATB: Commercial Solar | LBL Tracking the Sun | DNV Proprietary Data
ND | Small 1 | Solar PV | Commercial | 38.76 | 1304.6156 | 50566.9012 | 14.89% | 20.2% | 98% | 86% | 97.72% | 99.35% | 100% | 1.17 | 25 | 17 | Fargo, ND | 2017 | NREL ATB: Commercial Solar | LBL Tracking the Sun | DNV Proprietary Data
ND | Small 1 | Solar PV | Commercial | 39.27 | 1306.8137 | 51318.574 | 14.92% | 20.2% | 98% | 85.9% | 97.72% | 99.35% | 100% | 1.17 | 25 | 18 | Fargo, ND | 2018 | NREL ATB: Commercial Solar | LBL Tracking the Sun | DNV Proprietary Data
ND | Small 1 | Solar PV | Commercial | 38.25 | 1308.8474 | 50063.4148 | 14.94% | 20.8% | 98% | 85.9% | 97.72% | 99.35% | 100% | 1.17 | 25 | 18 | Fargo, ND | 2019 | NREL ATB: Commercial Solar | LBL Tracking the Sun | DNV Proprietary Data
ND | Small 1 | Solar PV | Commercial | 36.38 | 1311.449 | 47710.5158 | 14.97% | 20.8% | 98% | 85.9% | 97.72% | 99.35% | 100% | 1.17 | 25 | 18 | Fargo, ND | 2020 | NREL ATB: Commercial Solar | LBL Tracking the Sun | DNV Proprietary Data
ND | Small 1 | Solar PV | Commercial | 32.64 | 1313.3646 | 42868.2201 | 14.99% | 21% | 98% | 85.9% | 97.72% | 99.35% | 100% | 1.17 | 25 | 20 | Fargo, ND | 2021 | NREL ATB: Commercial Solar | LBL Tracking the Sun | DNV Proprietary Data
ND | Small 1 | Solar PV | Commercial | 34.1193 | 1313.8538 | 44827.8356 | 15% | 21% | 98% | 85.9% | 97.72% | 99.35% | 100% | 1.17 | 25 | 20 | Fargo, ND | 2022 | NREL ATB: Commercial Solar | LBL Tracking the Sun | DNV Proprietary Data
ND | Small 2 | Solar PV | Commercial | 100 | 1294.9682 | 129496.8188 | 14.78% | 19.8% | 95.9% | 86% | 97.02% | 99.15% | 100% | 1.17 | 25 | 15 | Fargo, ND | 2012 | NREL ATB: Commercial Solar | LBL Tracking the Sun | DNV Proprietary Data
ND | Small 2 | Solar PV | Commercial | 100 | 1296.9905 | 129699.0514 | 14.81% | 19.8% | 96.8% | 86% | 97.2% | 99.2% | 100% | 1.17 | 25 | 15 | Fargo, ND | 2013 | NREL ATB: Commercial Solar | LBL Tracking the Sun | DNV Proprietary Data
ND | Small 2 | Solar PV | Commercial | 100 | 1299.466 | 129946.6048 | 14.83% | 19.8% | 97.5% | 86% | 97.37% | 99.25% | 100% | 1.17 | 25 | 15 | Fargo, ND | 2014 | NREL ATB: Commercial Solar | LBL Tracking the Sun | DNV Proprietary Data
ND | Small 2 | Solar PV | Commercial | 100 | 1301.3561 | 130135.6063 | 14.86% | 20% | 98% | 86% | 97.72% | 99.35% | 100% | 1.17 | 25 | 15 | Fargo, ND | 2015 | NREL ATB: Commercial Solar | LBL Tracking the Sun | DNV Proprietary Data
ND | Small 2 | Solar PV | Commercial | 100 | 1303.1626 | 130316.2635 | 14.88% | 20% | 98% | 86% | 97.72% | 99.35% | 100% | 1.17 | 25 | 16 | Fargo, ND | 2016 | NREL ATB: Commercial Solar | LBL Tracking the Sun | DNV Proprietary Data
ND | Small 2 | Solar PV | Commercial | 100 | 1304.6156 | 130461.5615 | 14.89% | 20.2% | 98% | 86% | 97.72% | 99.35% | 100% | 1.17 | 25 | 17 | Fargo, ND | 2017 | NREL ATB: Commercial Solar | LBL Tracking the Sun | DNV Proprietary Data
ND | Small 2 | Solar PV | Commercial | 100 | 1306.8137 | 130681.3699 | 14.92% | 20.2% | 98% | 85.9% | 97.72% | 99.35% | 100% | 1.17 | 25 | 18 | Fargo, ND | 2018 | NREL ATB: Commercial Solar | LBL Tracking the Sun | DNV Proprietary Data
ND | Small 2 | Solar PV | Commercial | 100 | 1308.8474 | 130884.7446 | 14.94% | 20.8% | 98% | 85.9% | 97.72% | 99.35% | 100% | 1.17 | 25 | 18 | Fargo, ND | 2019 | NREL ATB: Commercial Solar | LBL Tracking the Sun | DNV Proprietary Data
ND | Small 2 | Solar PV | Commercial | 100 | 1311.449 | 131144.9033 | 14.97% | 20.8% | 98% | 85.9% | 97.72% | 99.35% | 100% | 1.17 | 25 | 18 | Fargo, ND | 2020 | NREL ATB: Commercial Solar | LBL Tracking the Sun | DNV Proprietary Data
ND | Small 2 | Solar PV | Commercial | 100 | 1313.3646 | 131336.4587 | 14.99% | 21% | 98% | 85.9% | 97.72% | 99.35% | 100% | 1.17 | 25 | 20 | Fargo, ND | 2021 | NREL ATB: Commercial Solar | LBL Tracking the Sun | DNV Proprietary Data
ND | Small 2 | Solar PV | Commercial | 100 | 1313.3646 | 131336.4587 | 15% | 21% | 98% | 85.9% | 97.72% | 99.35% | 100% | 1.17 | 25 | 20 | Fargo, ND | 2022 | NREL ATB: Commercial Solar | LBL Tracking the Sun | DNV Proprietary Data
NE | Large 2 | Solar PV | Commercial | 1000 | 1448.035 | 1448034.9716 | 16.53% | 19.8% | 95.9% | 86% | 97.02% | 99.15% | 100% | 1.23 | 25 | 15 | Lincoln, NE | 2012 | NREL ATB: Commercial Solar | LBL Tracking the Sun | DNV Proprietary Data
NE | Large 2 | Solar PV | Commercial | 1000 | 1450.3011 | 1450301.131 | 16.56% | 19.8% | 96.8% | 86% | 97.2% | 99.2% | 100% | 1.23 | 25 | 15 | Lincoln, NE | 2013 | NREL ATB: Commercial Solar | LBL Tracking the Sun | DNV Proprietary Data
NE | Large 2 | Solar PV | Commercial | 1000 | 1452.8034 | 1452803.4289 | 16.58% | 19.8% | 97.5% | 86% | 97.37% | 99.25% | 100% | 1.23 | 25 | 15 | Lincoln, NE | 2014 | NREL ATB: Commercial Solar | LBL Tracking the Sun | DNV Proprietary Data
NE | Large 2 | Solar PV | Commercial | 1000 | 1454.9347 | 1454934.6572 | 16.61% | 20% | 98% | 86% | 97.72% | 99.35% | 100% | 1.23 | 25 | 15 | Lincoln, NE | 2015 | NREL ATB: Commercial Solar | LBL Tracking the Sun | DNV Proprietary Data
NE | Large 2 | Solar PV | Commercial | 1000 | 1456.9463 | 1456946.2898 | 16.63% | 20% | 98% | 86% | 97.72% | 99.35% | 100% | 1.23 | 25 | 16 | Lincoln, NE | 2016 | NREL ATB: Commercial Solar | LBL Tracking the Sun | DNV Proprietary Data
NE | Large 2 | Solar PV | Commercial | 1000 | 1459.4017 | 1459401.6604 | 16.66% | 20.2% | 98% | 86% | 97.72% | 99.35% | 100% | 1.23 | 25 | 17 | Lincoln, NE | 2017 | NREL ATB: Commercial Solar | LBL Tracking the Sun | DNV Proprietary Data
NE | Large 2 | Solar PV | Commercial | 1000 | 1461.8055 | 1461805.5029 | 16.69% | 20.2% | 98% | 85.9% | 97.72% | 99.35% | 100% | 1.23 | 25 | 18 | Lincoln, NE | 2018 | NREL ATB: Commercial Solar | LBL Tracking the Sun | DNV Proprietary Data
NE | Large 2 | Solar PV | Commercial | 1000 | 1463.9319 | 1463931.8865 | 16.71% | 20.8% | 98% | 85.9% | 97.72% | 99.35% | 100% | 1.23 | 25 | 18 | Lincoln, NE | 2019 | NREL ATB: Commercial Solar | LBL Tracking the Sun | DNV Proprietary Data
NE | Large 2 | Solar PV | Commercial | 1000 | 1466.0861 | 1466086.0613 | 16.74% | 20.8% | 98% | 85.9% | 97.72% | 99.35% | 100% | 1.23 | 25 | 18 | Lincoln, NE | 2020 | NREL ATB: Commercial Solar | LBL Tracking the Sun | DNV Proprietary Data
NE | Large 2 | Solar PV | Commercial | 1000 | 1467.7128 | 1467712.8081 | 16.75% | 21% | 98% | 85.9% | 97.72% | 99.35% | 100% | 1.23 | 25 | 20 | Lincoln, NE | 2021 | NREL ATB: Commercial Solar | LBL Tracking the Sun | DNV Proprietary Data
NE | Large 2 | Solar PV | Commercial | 1000 | 1467.7128 | 1467712.8081 | 16.76% | 21% | 98% | 85.9% | 97.72% | 99.35% | 100% | 1.23 | 25 | 20 | Lincoln, NE | 2022 | NREL ATB: Commercial Solar | LBL Tracking the Sun | DNV Proprietary Data
NE | Large 1 | Solar PV | Commercial | 500 | 1444.9458 | 722472.9167 | 16.49% | 19.8% | 95.9% | 86% | 97.02% | 99.15% | 100% | 1.21 | 25 | 15 | Lincoln, NE | 2012 | NREL ATB: Commercial Solar | LBL Tracking the Sun | DNV Proprietary Data
NE | Large 1 | Solar PV | Commercial | 500 | 1446.4743 | 723237.1311 | 16.51% | 19.8% | 96.8% | 86% | 97.2% | 99.2% | 100% | 1.21 | 25 | 15 | Lincoln, NE | 2013 | NREL ATB: Commercial Solar | LBL Tracking the Sun | DNV Proprietary Data
NE | Large 1 | Solar PV | Commercial | 500 | 1448.6448 | 724322.4011 | 16.54% | 19.8% | 97.5% | 86% | 97.37% | 99.25% | 100% | 1.21 | 25 | 15 | Lincoln, NE | 2014 | NREL ATB: Commercial Solar | LBL Tracking the Sun | DNV Proprietary Data
NE | Large 1 | Solar PV | Commercial | 500 | 1450.3134 | 725156.7217 | 16.56% | 20% | 98% | 86% | 97.72% | 99.35% | 100% | 1.21 | 25 | 15 | Lincoln, NE | 2015 | NREL ATB: Commercial Solar | LBL Tracking the Sun | DNV Proprietary Data
NE | Large 1 | Solar PV | Commercial | 500 | 1452.4403 | 726220.14 | 16.58% | 20% | 98% | 86% | 97.72% | 99.35% | 100% | 1.21 | 25 | 16 | Lincoln, NE | 2016 | NREL ATB: Commercial Solar | LBL Tracking the Sun | DNV Proprietary Data
NE | Large 1 | Solar PV | Commercial | 500 | 1454.7028 | 727351.3867 | 16.61% | 20.2% | 98% | 86% | 97.72% | 99.35% | 100% | 1.21 | 25 | 17 | Lincoln, NE | 2017 | NREL ATB: Commercial Solar | LBL Tracking the Sun | DNV Proprietary Data
NE | Large 1 | Solar PV | Commercial | 500 | 1457.2398 | 728619.9158 | 16.64% | 20.2% | 98% | 85.9% | 97.72% | 99.35% | 100% | 1.21 | 25 | 18 | Lincoln, NE | 2018 | NREL ATB: Commercial Solar | LBL Tracking the Sun | DNV Proprietary Data
NE | Large 1 | Solar PV | Commercial | 500 | 1459.252 | 729626.01 | 16.66% | 20.8% | 98% | 85.9% | 97.72% | 99.35% | 100% | 1.21 | 25 | 18 | Lincoln, NE | 2019 | NREL ATB: Commercial Solar | LBL Tracking the Sun | DNV Proprietary Data
NE | Large 1 | Solar PV | Commercial | 500 | 1461.3944 | 730697.1894 | 16.68% | 20.8% | 98% | 85.9% | 97.72% | 99.35% | 100% | 1.21 | 25 | 18 | Lincoln, NE | 2020 | NREL ATB: Commercial Solar | LBL Tracking the Sun | DNV Proprietary Data
NE | Large 1 | Solar PV | Commercial | 500 | 1464.1683 | 732084.1281 | 16.71% | 21% | 98% | 85.9% | 97.72% | 99.35% | 100% | 1.21 | 25 | 20 | Lincoln, NE | 2021 | NREL ATB: Commercial Solar | LBL Tracking the Sun | DNV Proprietary Data
NE | Large 1 | Solar PV | Commercial | 500 | 1464.1683 | 732084.1281 | 16.72% | 21% | 98% | 85.9% | 97.72% | 99.35% | 100% | 1.21 | 25 | 20 | Lincoln, NE | 2022 | NREL ATB: Commercial Solar | LBL Tracking the Sun | DNV Proprietary Data
NE | Medium | Solar PV | Commercial | 250 | 1446.9546 | 361738.6401 | 16.52% | 19.8% | 95.9% | 86% | 97.02% | 99.15% | 100% | 1.21 | 25 | 15 | Lincoln, NE | 2012 | NREL ATB: Commercial Solar | LBL Tracking the Sun | DNV Proprietary Data
NE | Medium | Solar PV | Commercial | 250 | 1449.458 | 362364.4953 | 16.55% | 19.8% | 96.8% | 86% | 97.2% | 99.2% | 100% | 1.21 | 25 | 15 | Lincoln, NE | 2013 | NREL ATB: Commercial Solar | LBL Tracking the Sun | DNV Proprietary Data
NE | Medium | Solar PV | Commercial | 250 | 1451.7511 | 362937.782 | 16.57% | 19.8% | 97.5% | 86% | 97.37% | 99.25% | 100% | 1.21 | 25 | 15 | Lincoln, NE | 2014 | NREL ATB: Commercial Solar | LBL Tracking the Sun | DNV Proprietary Data
NE | Medium | Solar PV | Commercial | 250 | 1453.2264 | 363306.5935 | 16.59% | 20% | 98% | 86% | 97.72% | 99.35% | 100% | 1.21 | 25 | 15 | Lincoln, NE | 2015 | NREL ATB: Commercial Solar | LBL Tracking the Sun | DNV Proprietary Data
NE | Medium | Solar PV | Commercial | 250 | 1455.0122 | 363753.041 | 16.61% | 20% | 98% | 86% | 97.72% | 99.35% | 100% | 1.21 | 25 | 16 | Lincoln, NE | 2016 | NREL ATB: Commercial Solar | LBL Tracking the Sun | DNV Proprietary Data
NE | Medium | Solar PV | Commercial | 250 | 1457.3376 | 364334.3963 | 16.64% | 20.2% | 98% | 86% | 97.72% | 99.35% | 100% | 1.21 | 25 | 17 | Lincoln, NE | 2017 | NREL ATB: Commercial Solar | LBL Tracking the Sun | DNV Proprietary Data
NE | Medium | Solar PV | Commercial | 250 | 1458.9298 | 364732.4401 | 16.65% | 20.2% | 98% | 85.9% | 97.72% | 99.35% | 100% | 1.21 | 25 | 18 | Lincoln, NE | 2018 | NREL ATB: Commercial Solar | LBL Tracking the Sun | DNV Proprietary Data
NE | Medium | Solar PV | Commercial | 250 | 1460.7446 | 365186.1611 | 16.68% | 20.8% | 98% | 85.9% | 97.72% | 99.35% | 100% | 1.21 | 25 | 18 | Lincoln, NE | 2019 | NREL ATB: Commercial Solar | LBL Tracking the Sun | DNV Proprietary Data
NE | Medium | Solar PV | Commercial | 250 | 1462.2876 | 365571.8905 | 16.69% | 20.8% | 98% | 85.9% | 97.72% | 99.35% | 100% | 1.21 | 25 | 18 | Lincoln, NE | 2020 | NREL ATB: Commercial Solar | LBL Tracking the Sun | DNV Proprietary Data
NE | Medium | Solar PV | Commercial | 250 | 1464.1683 | 366042.064 | 16.71% | 21% | 98% | 85.9% | 97.72% | 99.35% | 100% | 1.21 | 25 | 20 | Lincoln, NE | 2021 | NREL ATB: Commercial Solar | LBL Tracking the Sun | DNV Proprietary Data
NE | Medium | Solar PV | Commercial | 250 | 1464.1683 | 366042.064 | 16.72% | 21% | 98% | 85.9% | 97.72% | 99.35% | 100% | 1.21 | 25 | 20 | Lincoln, NE | 2022 | NREL ATB: Commercial Solar | LBL Tracking the Sun | DNV Proprietary Data
NE | Small 1 | Solar PV | Commercial | 33.83 | 1442.9343 | 48814.466 | 16.47% | 19.8% | 95.9% | 86% | 97.02% | 99.15% | 100% | 1.17 | 25 | 15 | Lincoln, NE | 2012 | NREL ATB: Commercial Solar | LBL Tracking the Sun | DNV Proprietary Data
NE | Small 1 | Solar PV | Commercial | 37.4 | 1445.7569 | 54071.3065 | 16.5% | 19.8% | 96.8% | 86% | 97.2% | 99.2% | 100% | 1.17 | 25 | 15 | Lincoln, NE | 2013 | NREL ATB: Commercial Solar | LBL Tracking the Sun | DNV Proprietary Data
NE | Small 1 | Solar PV | Commercial | 34.68 | 1447.5983 | 50202.7105 | 16.53% | 19.8% | 97.5% | 86% | 97.37% | 99.25% | 100% | 1.17 | 25 | 15 | Lincoln, NE | 2014 | NREL ATB: Commercial Solar | LBL Tracking the Sun | DNV Proprietary Data
NE | Small 1 | Solar PV | Commercial | 32.81 | 1449.7491 | 47566.2672 | 16.55% | 20% | 98% | 86% | 97.72% | 99.35% | 100% | 1.17 | 25 | 15 | Lincoln, NE | 2015 | NREL ATB: Commercial Solar | LBL Tracking the Sun | DNV Proprietary Data
NE | Small 1 | Solar PV | Commercial | 33.15 | 1452.3461 | 48145.2747 | 16.58% | 20% | 98% | 86% | 97.72% | 99.35% | 100% | 1.17 | 25 | 16 | Lincoln, NE | 2016 | NREL ATB: Commercial Solar | LBL Tracking the Sun | DNV Proprietary Data
NE | Small 1 | Solar PV | Commercial | 38.76 | 1454.8637 | 56390.5182 | 16.61% | 20.2% | 98% | 86% | 97.72% | 99.35% | 100% | 1.17 | 25 | 17 | Lincoln, NE | 2017 | NREL ATB: Commercial Solar | LBL Tracking the Sun | DNV Proprietary Data
NE | Small 1 | Solar PV | Commercial | 39.27 | 1457.0733 | 57219.2676 | 16.63% | 20.2% | 98% | 85.9% | 97.72% | 99.35% | 100% | 1.17 | 25 | 18 | Lincoln, NE | 2018 | NREL ATB: Commercial Solar | LBL Tracking the Sun | DNV Proprietary Data
NE | Small 1 | Solar PV | Commercial | 38.25 | 1459.8324 | 55838.5897 | 16.66% | 20.8% | 98% | 85.9% | 97.72% | 99.35% | 100% | 1.17 | 25 | 18 | Lincoln, NE | 2019 | NREL ATB: Commercial Solar | LBL Tracking the Sun | DNV Proprietary Data
NE | Small 1 | Solar PV | Commercial | 36.38 | 1462.1344 | 53192.4491 | 16.69% | 20.8% | 98% | 85.9% | 97.72% | 99.35% | 100% | 1.17 | 25 | 18 | Lincoln, NE | 2020 | NREL ATB: Commercial Solar | LBL Tracking the Sun | DNV Proprietary Data
NE | Small 1 | Solar PV | Commercial | 32.64 | 1463.9558 | 47783.5187 | 16.71% | 21% | 98% | 85.9% | 97.72% | 99.35% | 100% | 1.17 | 25 | 20 | Lincoln, NE | 2021 | NREL ATB: Commercial Solar | LBL Tracking the Sun | DNV Proprietary Data
NE | Small 1 | Solar PV | Commercial | 34.1193 | 1464.5011 | 49967.825 | 16.72% | 21% | 98% | 85.9% | 97.72% | 99.35% | 100% | 1.17 | 25 | 20 | Lincoln, NE | 2022 | NREL ATB: Commercial Solar | LBL Tracking the Sun | DNV Proprietary Data
NE | Small 2 | Solar PV | Commercial | 100 | 1442.9343 | 144293.4258 | 16.47% | 19.8% | 95.9% | 86% | 97.02% | 99.15% | 100% | 1.17 | 25 | 15 | Lincoln, NE | 2012 | NREL ATB: Commercial Solar | LBL Tracking the Sun | DNV Proprietary Data
NE | Small 2 | Solar PV | Commercial | 100 | 1445.7569 | 144575.6857 | 16.5% | 19.8% | 96.8% | 86% | 97.2% | 99.2% | 100% | 1.17 | 25 | 15 | Lincoln, NE | 2013 | NREL ATB: Commercial Solar | LBL Tracking the Sun | DNV Proprietary Data
NE | Small 2 | Solar PV | Commercial | 100 | 1447.5983 | 144759.8342 | 16.53% | 19.8% | 97.5% | 86% | 97.37% | 99.25% | 100% | 1.17 | 25 | 15 | Lincoln, NE | 2014 | NREL ATB: Commercial Solar | LBL Tracking the Sun | DNV Proprietary Data
NE | Small 2 | Solar PV | Commercial | 100 | 1449.7491 | 144974.9076 | 16.55% | 20% | 98% | 86% | 97.72% | 99.35% | 100% | 1.17 | 25 | 15 | Lincoln, NE | 2015 | NREL ATB: Commercial Solar | LBL Tracking the Sun | DNV Proprietary Data
NE | Small 2 | Solar PV | Commercial | 100 | 1452.3461 | 145234.6145 | 16.58% | 20% | 98% | 86% | 97.72% | 99.35% | 100% | 1.17 | 25 | 16 | Lincoln, NE | 2016 | NREL ATB: Commercial Solar | LBL Tracking the Sun | DNV Proprietary Data
NE | Small 2 | Solar PV | Commercial | 100 | 1454.8637 | 145486.373 | 16.61% | 20.2% | 98% | 86% | 97.72% | 99.35% | 100% | 1.17 | 25 | 17 | Lincoln, NE | 2017 | NREL ATB: Commercial Solar | LBL Tracking the Sun | DNV Proprietary Data
NE | Small 2 | Solar PV | Commercial | 100 | 1457.0733 | 145707.3278 | 16.63% | 20.2% | 98% | 85.9% | 97.72% | 99.35% | 100% | 1.17 | 25 | 18 | Lincoln, NE | 2018 | NREL ATB: Commercial Solar | LBL Tracking the Sun | DNV Proprietary Data
NE | Small 2 | Solar PV | Commercial | 100 | 1459.8324 | 145983.2411 | 16.66% | 20.8% | 98% | 85.9% | 97.72% | 99.35% | 100% | 1.17 | 25 | 18 | Lincoln, NE | 2019 | NREL ATB: Commercial Solar | LBL Tracking the Sun | DNV Proprietary Data
NE | Small 2 | Solar PV | Commercial | 100 | 1462.1344 | 146213.439 | 16.69% | 20.8% | 98% | 85.9% | 97.72% | 99.35% | 100% | 1.17 | 25 | 18 | Lincoln, NE | 2020 | NREL ATB: Commercial Solar | LBL Tracking the Sun | DNV Proprietary Data
NE | Small 2 | Solar PV | Commercial | 100 | 1463.9558 | 146395.5842 | 16.71% | 21% | 98% | 85.9% | 97.72% | 99.35% | 100% | 1.17 | 25 | 20 | Lincoln, NE | 2021 | NREL ATB: Commercial Solar | LBL Tracking the Sun | DNV Proprietary Data
NE | Small 2 | Solar PV | Commercial | 100 | 1463.9558 | 146395.5842 | 16.72% | 21% | 98% | 85.9% | 97.72% | 99.35% | 100% | 1.17 | 25 | 20 | Lincoln, NE | 2022 | NREL ATB: Commercial Solar | LBL Tracking the Sun | DNV Proprietary Data
NH | Large 2 | Solar PV | Commercial | 1000 | 1251.6531 | 1251653.1184 | 14.29% | 19.8% | 95.9% | 86% | 97.02% | 99.15% | 100% | 1.23 | 25 | 15 | Manchester, NH | 2012 | NREL ATB: Commercial Solar | LBL Tracking the Sun | DNV Proprietary Data
NH | Large 2 | Solar PV | Commercial | 1000 | 1253.9741 | 1253974.1113 | 14.31% | 19.8% | 96.8% | 86% | 97.2% | 99.2% | 100% | 1.23 | 25 | 15 | Manchester, NH | 2013 | NREL ATB: Commercial Solar | LBL Tracking the Sun | DNV Proprietary Data
NH | Large 2 | Solar PV | Commercial | 1000 | 1256.2483 | 1256248.2759 | 14.34% | 19.8% | 97.5% | 86% | 97.37% | 99.25% | 100% | 1.23 | 25 | 15 | Manchester, NH | 2014 | NREL ATB: Commercial Solar | LBL Tracking the Sun | DNV Proprietary Data
NH | Large 2 | Solar PV | Commercial | 1000 | 1258.1069 | 1258106.8534 | 14.36% | 20% | 98% | 86% | 97.72% | 99.35% | 100% | 1.23 | 25 | 15 | Manchester, NH | 2015 | NREL ATB: Commercial Solar | LBL Tracking the Sun | DNV Proprietary Data
NH | Large 2 | Solar PV | Commercial | 1000 | 1260.2908 | 1260290.7669 | 14.39% | 20% | 98% | 86% | 97.72% | 99.35% | 100% | 1.23 | 25 | 16 | Manchester, NH | 2016 | NREL ATB: Commercial Solar | LBL Tracking the Sun | DNV Proprietary Data
NH | Large 2 | Solar PV | Commercial | 1000 | 1261.6132 | 1261613.2369 | 14.4% | 20.2% | 98% | 86% | 97.72% | 99.35% | 100% | 1.23 | 25 | 17 | Manchester, NH | 2017 | NREL ATB: Commercial Solar | LBL Tracking the Sun | DNV Proprietary Data
NH | Large 2 | Solar PV | Commercial | 1000 | 1263.1452 | 1263145.2045 | 14.42% | 20.2% | 98% | 85.9% | 97.72% | 99.35% | 100% | 1.23 | 25 | 18 | Manchester, NH | 2018 | NREL ATB: Commercial Solar | LBL Tracking the Sun | DNV Proprietary Data
NH | Large 2 | Solar PV | Commercial | 1000 | 1265.219 | 1265218.9752 | 14.44% | 20.8% | 98% | 85.9% | 97.72% | 99.35% | 100% | 1.23 | 25 | 18 | Manchester, NH | 2019 | NREL ATB: Commercial Solar | LBL Tracking the Sun | DNV Proprietary Data
NH | Large 2 | Solar PV | Commercial | 1000 | 1267.2416 | 1267241.5833 | 14.47% | 20.8% | 98% | 85.9% | 97.72% | 99.35% | 100% | 1.23 | 25 | 18 | Manchester, NH | 2020 | NREL ATB: Commercial Solar | LBL Tracking the Sun | DNV Proprietary Data
NH | Large 2 | Solar PV | Commercial | 1000 | 1268.6163 | 1268616.3007 | 14.48% | 21% | 98% | 85.9% | 97.72% | 99.35% | 100% | 1.23 | 25 | 20 | Manchester, NH | 2021 | NREL ATB: Commercial Solar | LBL Tracking the Sun | DNV Proprietary Data
NH | Large 2 | Solar PV | Commercial | 1000 | 1268.6163 | 1268616.3007 | 14.49% | 21% | 98% | 85.9% | 97.72% | 99.35% | 100% | 1.23 | 25 | 20 | Manchester, NH | 2022 | NREL ATB: Commercial Solar | LBL Tracking the Sun | DNV Proprietary Data
NH | Large 1 | Solar PV | Commercial | 500 | 1237.7748 | 618887.3803 | 14.13% | 19.8% | 95.9% | 86% | 97.02% | 99.15% | 100% | 1.21 | 25 | 15 | Manchester, NH | 2012 | NREL ATB: Commercial Solar | LBL Tracking the Sun | DNV Proprietary Data
NH | Large 1 | Solar PV | Commercial | 500 | 1239.415 | 619707.4845 | 14.15% | 19.8% | 96.8% | 86% | 97.2% | 99.2% | 100% | 1.21 | 25 | 15 | Manchester, NH | 2013 | NREL ATB: Commercial Solar | LBL Tracking the Sun | DNV Proprietary Data
NH | Large 1 | Solar PV | Commercial | 500 | 1241.6138 | 620806.8945 | 14.17% | 19.8% | 97.5% | 86% | 97.37% | 99.25% | 100% | 1.21 | 25 | 15 | Manchester, NH | 2014 | NREL ATB: Commercial Solar | LBL Tracking the Sun | DNV Proprietary Data
NH | Large 1 | Solar PV | Commercial | 500 | 1243.9691 | 621984.5644 | 14.2% | 20% | 98% | 86% | 97.72% | 99.35% | 100% | 1.21 | 25 | 15 | Manchester, NH | 2015 | NREL ATB: Commercial Solar | LBL Tracking the Sun | DNV Proprietary Data
NH | Large 1 | Solar PV | Commercial | 500 | 1246.2752 | 623137.6184 | 14.23% | 20% | 98% | 86% | 97.72% | 99.35% | 100% | 1.21 | 25 | 16 | Manchester, NH | 2016 | NREL ATB: Commercial Solar | LBL Tracking the Sun | DNV Proprietary Data
NH | Large 1 | Solar PV | Commercial | 500 | 1248.3199 | 624159.9747 | 14.25% | 20.2% | 98% | 86% | 97.72% | 99.35% | 100% | 1.21 | 25 | 17 | Manchester, NH | 2017 | NREL ATB: Commercial Solar | LBL Tracking the Sun | DNV Proprietary Data
NH | Large 1 | Solar PV | Commercial | 500 | 1250.1071 | 625053.53 | 14.27% | 20.2% | 98% | 85.9% | 97.72% | 99.35% | 100% | 1.21 | 25 | 18 | Manchester, NH | 2018 | NREL ATB: Commercial Solar | LBL Tracking the Sun | DNV Proprietary Data
NH | Large 1 | Solar PV | Commercial | 500 | 1251.8274 | 625913.6856 | 14.29% | 20.8% | 98% | 85.9% | 97.72% | 99.35% | 100% | 1.21 | 25 | 18 | Manchester, NH | 2019 | NREL ATB: Commercial Solar | LBL Tracking the Sun | DNV Proprietary Data
NH | Large 1 | Solar PV | Commercial | 500 | 1253.5193 | 626759.6333 | 14.31% | 20.8% | 98% | 85.9% | 97.72% | 99.35% | 100% | 1.21 | 25 | 18 | Manchester, NH | 2020 | NREL ATB: Commercial Solar | LBL Tracking the Sun | DNV Proprietary Data
NH | Large 1 | Solar PV | Commercial | 500 | 1255.4191 | 627709.5591 | 14.33% | 21% | 98% | 85.9% | 97.72% | 99.35% | 100% | 1.21 | 25 | 20 | Manchester, NH | 2021 | NREL ATB: Commercial Solar | LBL Tracking the Sun | DNV Proprietary Data
NH | Large 1 | Solar PV | Commercial | 500 | 1255.4191 | 627709.5591 | 14.34% | 21% | 98% | 85.9% | 97.72% | 99.35% | 100% | 1.21 | 25 | 20 | Manchester, NH | 2022 | NREL ATB: Commercial Solar | LBL Tracking the Sun | DNV Proprietary Data
NH | Medium | Solar PV | Commercial | 250 | 1239.374 | 309843.5076 | 14.15% | 19.8% | 95.9% | 86% | 97.02% | 99.15% | 100% | 1.21 | 25 | 15 | Manchester, NH | 2012 | NREL ATB: Commercial Solar | LBL Tracking the Sun | DNV Proprietary Data
NH | Medium | Solar PV | Commercial | 250 | 1241.3485 | 310337.1174 | 14.17% | 19.8% | 96.8% | 86% | 97.2% | 99.2% | 100% | 1.21 | 25 | 15 | Manchester, NH | 2013 | NREL ATB: Commercial Solar | LBL Tracking the Sun | DNV Proprietary Data
NH | Medium | Solar PV | Commercial | 250 | 1243.6021 | 310900.5318 | 14.2% | 19.8% | 97.5% | 86% | 97.37% | 99.25% | 100% | 1.21 | 25 | 15 | Manchester, NH | 2014 | NREL ATB: Commercial Solar | LBL Tracking the Sun | DNV Proprietary Data
NH | Medium | Solar PV | Commercial | 250 | 1245.861 | 311465.2609 | 14.22% | 20% | 98% | 86% | 97.72% | 99.35% | 100% | 1.21 | 25 | 15 | Manchester, NH | 2015 | NREL ATB: Commercial Solar | LBL Tracking the Sun | DNV Proprietary Data
NH | Medium | Solar PV | Commercial | 250 | 1247.7388 | 311934.6892 | 14.24% | 20% | 98% | 86% | 97.72% | 99.35% | 100% | 1.21 | 25 | 16 | Manchester, NH | 2016 | NREL ATB: Commercial Solar | LBL Tracking the Sun | DNV Proprietary Data
NH | Medium | Solar PV | Commercial | 250 | 1249.1272 | 312281.7896 | 14.26% | 20.2% | 98% | 86% | 97.72% | 99.35% | 100% | 1.21 | 25 | 17 | Manchester, NH | 2017 | NREL ATB: Commercial Solar | LBL Tracking the Sun | DNV Proprietary Data
NH | Medium | Solar PV | Commercial | 250 | 1250.7569 | 312689.234 | 14.28% | 20.2% | 98% | 85.9% | 97.72% | 99.35% | 100% | 1.21 | 25 | 18 | Manchester, NH | 2018 | NREL ATB: Commercial Solar | LBL Tracking the Sun | DNV Proprietary Data
NH | Medium | Solar PV | Commercial | 250 | 1252.1431 | 313035.777 | 14.29% | 20.8% | 98% | 85.9% | 97.72% | 99.35% | 100% | 1.21 | 25 | 18 | Manchester, NH | 2019 | NREL ATB: Commercial Solar | LBL Tracking the Sun | DNV Proprietary Data
NH | Medium | Solar PV | Commercial | 250 | 1253.4976 | 313374.4004 | 14.31% | 20.8% | 98% | 85.9% | 97.72% | 99.35% | 100% | 1.21 | 25 | 18 | Manchester, NH | 2020 | NREL ATB: Commercial Solar | LBL Tracking the Sun | DNV Proprietary Data
NH | Medium | Solar PV | Commercial | 250 | 1255.4191 | 313854.7795 | 14.33% | 21% | 98% | 85.9% | 97.72% | 99.35% | 100% | 1.21 | 25 | 20 | Manchester, NH | 2021 | NREL ATB: Commercial Solar | LBL Tracking the Sun | DNV Proprietary Data
NH | Medium | Solar PV | Commercial | 250 | 1255.4191 | 313854.7795 | 14.34% | 21% | 98% | 85.9% | 97.72% | 99.35% | 100% | 1.21 | 25 | 20 | Manchester, NH | 2022 | NREL ATB: Commercial Solar | LBL Tracking the Sun | DNV Proprietary Data
NH | Small 1 | Solar PV | Commercial | 33.83 | 1239.4729 | 41931.3676 | 14.15% | 19.8% | 95.9% | 86% | 97.02% | 99.15% | 100% | 1.17 | 25 | 15 | Manchester, NH | 2012 | NREL ATB: Commercial Solar | LBL Tracking the Sun | DNV Proprietary Data
NH | Small 1 | Solar PV | Commercial | 37.4 | 1241.1533 | 46419.1347 | 14.17% | 19.8% | 96.8% | 86% | 97.2% | 99.2% | 100% | 1.17 | 25 | 15 | Manchester, NH | 2013 | NREL ATB: Commercial Solar | LBL Tracking the Sun | DNV Proprietary Data
NH | Small 1 | Solar PV | Commercial | 34.68 | 1242.4368 | 43087.7068 | 14.18% | 19.8% | 97.5% | 86% | 97.37% | 99.25% | 100% | 1.17 | 25 | 15 | Manchester, NH | 2014 | NREL ATB: Commercial Solar | LBL Tracking the Sun | DNV Proprietary Data
NH | Small 1 | Solar PV | Commercial | 32.81 | 1244.1174 | 40819.4926 | 14.2% | 20% | 98% | 86% | 97.72% | 99.35% | 100% | 1.17 | 25 | 15 | Manchester, NH | 2015 | NREL ATB: Commercial Solar | LBL Tracking the Sun | DNV Proprietary Data
NH | Small 1 | Solar PV | Commercial | 33.15 | 1245.7136 | 41295.4061 | 14.22% | 20% | 98% | 86% | 97.72% | 99.35% | 100% | 1.17 | 25 | 16 | Manchester, NH | 2016 | NREL ATB: Commercial Solar | LBL Tracking the Sun | DNV Proprietary Data
NH | Small 1 | Solar PV | Commercial | 38.76 | 1247.6147 | 48357.5462 | 14.24% | 20.2% | 98% | 86% | 97.72% | 99.35% | 100% | 1.17 | 25 | 17 | Manchester, NH | 2017 | NREL ATB: Commercial Solar | LBL Tracking the Sun | DNV Proprietary Data
NH | Small 1 | Solar PV | Commercial | 39.27 | 1249.692 | 49075.4036 | 14.27% | 20.2% | 98% | 85.9% | 97.72% | 99.35% | 100% | 1.17 | 25 | 18 | Manchester, NH | 2018 | NREL ATB: Commercial Solar | LBL Tracking the Sun | DNV Proprietary Data
NH | Small 1 | Solar PV | Commercial | 38.25 | 1251.6558 | 47875.8349 | 14.29% | 20.8% | 98% | 85.9% | 97.72% | 99.35% | 100% | 1.17 | 25 | 18 | Manchester, NH | 2019 | NREL ATB: Commercial Solar | LBL Tracking the Sun | DNV Proprietary Data
NH | Small 1 | Solar PV | Commercial | 36.38 | 1253.119 | 45588.468 | 14.31% | 20.8% | 98% | 85.9% | 97.72% | 99.35% | 100% | 1.17 | 25 | 18 | Manchester, NH | 2020 | NREL ATB: Commercial Solar | LBL Tracking the Sun | DNV Proprietary Data
NH | Small 1 | Solar PV | Commercial | 32.64 | 1254.8472 | 40958.2138 | 14.32% | 21% | 98% | 85.9% | 97.72% | 99.35% | 100% | 1.17 | 25 | 20 | Manchester, NH | 2021 | NREL ATB: Commercial Solar | LBL Tracking the Sun | DNV Proprietary Data
NH | Small 1 | Solar PV | Commercial | 34.1193 | 1255.3147 | 42830.5181 | 14.33% | 21% | 98% | 85.9% | 97.72% | 99.35% | 100% | 1.17 | 25 | 20 | Manchester, NH | 2022 | NREL ATB: Commercial Solar | LBL Tracking the Sun | DNV Proprietary Data
NH | Small 2 | Solar PV | Commercial | 100 | 1239.4729 | 123947.2883 | 14.15% | 19.8% | 95.9% | 86% | 97.02% | 99.15% | 100% | 1.17 | 25 | 15 | Manchester, NH | 2012 | NREL ATB: Commercial Solar | LBL Tracking the Sun | DNV Proprietary Data
NH | Small 2 | Solar PV | Commercial | 100 | 1241.1533 | 124115.3334 | 14.17% | 19.8% | 96.8% | 86% | 97.2% | 99.2% | 100% | 1.17 | 25 | 15 | Manchester, NH | 2013 | NREL ATB: Commercial Solar | LBL Tracking the Sun | DNV Proprietary Data
NH | Small 2 | Solar PV | Commercial | 100 | 1242.4368 | 124243.6758 | 14.18% | 19.8% | 97.5% | 86% | 97.37% | 99.25% | 100% | 1.17 | 25 | 15 | Manchester, NH | 2014 | NREL ATB: Commercial Solar | LBL Tracking the Sun | DNV Proprietary Data
NH | Small 2 | Solar PV | Commercial | 100 | 1244.1174 | 124411.7422 | 14.2% | 20% | 98% | 86% | 97.72% | 99.35% | 100% | 1.17 | 25 | 15 | Manchester, NH | 2015 | NREL ATB: Commercial Solar | LBL Tracking the Sun | DNV Proprietary Data
NH | Small 2 | Solar PV | Commercial | 100 | 1245.7136 | 124571.3608 | 14.22% | 20% | 98% | 86% | 97.72% | 99.35% | 100% | 1.17 | 25 | 16 | Manchester, NH | 2016 | NREL ATB: Commercial Solar | LBL Tracking the Sun | DNV Proprietary Data
NH | Small 2 | Solar PV | Commercial | 100 | 1247.6147 | 124761.4711 | 14.24% | 20.2% | 98% | 86% | 97.72% | 99.35% | 100% | 1.17 | 25 | 17 | Manchester, NH | 2017 | NREL ATB: Commercial Solar | LBL Tracking the Sun | DNV Proprietary Data
NH | Small 2 | Solar PV | Commercial | 100 | 1249.692 | 124969.197 | 14.27% | 20.2% | 98% | 85.9% | 97.72% | 99.35% | 100% | 1.17 | 25 | 18 | Manchester, NH | 2018 | NREL ATB: Commercial Solar | LBL Tracking the Sun | DNV Proprietary Data
NH | Small 2 | Solar PV | Commercial | 100 | 1251.6558 | 125165.5814 | 14.29% | 20.8% | 98% | 85.9% | 97.72% | 99.35% | 100% | 1.17 | 25 | 18 | Manchester, NH | 2019 | NREL ATB: Commercial Solar | LBL Tracking the Sun | DNV Proprietary Data
NH | Small 2 | Solar PV | Commercial | 100 | 1253.119 | 125311.8965 | 14.31% | 20.8% | 98% | 85.9% | 97.72% | 99.35% | 100% | 1.17 | 25 | 18 | Manchester, NH | 2020 | NREL ATB: Commercial Solar | LBL Tracking the Sun | DNV Proprietary Data
NH | Small 2 | Solar PV | Commercial | 100 | 1254.8472 | 125484.7237 | 14.32% | 21% | 98% | 85.9% | 97.72% | 99.35% | 100% | 1.17 | 25 | 20 | Manchester, NH | 2021 | NREL ATB: Commercial Solar | LBL Tracking the Sun | DNV Proprietary Data
NH | Small 2 | Solar PV | Commercial | 100 | 1254.8472 | 125484.7237 | 14.33% | 21% | 98% | 85.9% | 97.72% | 99.35% | 100% | 1.17 | 25 | 20 | Manchester, NH | 2022 | NREL ATB: Commercial Solar | LBL Tracking the Sun | DNV Proprietary Data
NJ | Large 2 | Solar PV | Commercial | 1000 | 1345.6363 | 1345636.255 | 15.36% | 19.8% | 95.9% | 86% | 97.02% | 99.15% | 100% | 1.23 | 25 | 15 | Trenton, NJ | 2012 | NREL ATB: Commercial Solar | LBL Tracking the Sun | DNV Proprietary Data
NJ | Large 2 | Solar PV | Commercial | 1000 | 1347.7341 | 1347734.0594 | 15.39% | 19.8% | 96.8% | 86% | 97.2% | 99.2% | 100% | 1.23 | 25 | 15 | Trenton, NJ | 2013 | NREL ATB: Commercial Solar | LBL Tracking the Sun | DNV Proprietary Data
NJ | Large 2 | Solar PV | Commercial | 1000 | 1350.2345 | 1350234.4943 | 15.41% | 19.8% | 97.5% | 86% | 97.37% | 99.25% | 100% | 1.23 | 25 | 15 | Trenton, NJ | 2014 | NREL ATB: Commercial Solar | LBL Tracking the Sun | DNV Proprietary Data
NJ | Large 2 | Solar PV | Commercial | 1000 | 1351.7509 | 1351750.8993 | 15.43% | 20% | 98% | 86% | 97.72% | 99.35% | 100% | 1.23 | 25 | 15 | Trenton, NJ | 2015 | NREL ATB: Commercial Solar | LBL Tracking the Sun | DNV Proprietary Data
NJ | Large 2 | Solar PV | Commercial | 1000 | 1354.2244 | 1354224.4385 | 15.46% | 20% | 98% | 86% | 97.72% | 99.35% | 100% | 1.23 | 25 | 16 | Trenton, NJ | 2016 | NREL ATB: Commercial Solar | LBL Tracking the Sun | DNV Proprietary Data
NJ | Large 2 | Solar PV | Commercial | 1000 | 1355.8923 | 1355892.3142 | 15.48% | 20.2% | 98% | 86% | 97.72% | 99.35% | 100% | 1.23 | 25 | 17 | Trenton, NJ | 2017 | NREL ATB: Commercial Solar | LBL Tracking the Sun | DNV Proprietary Data
NJ | Large 2 | Solar PV | Commercial | 1000 | 1357.9651 | 1357965.0504 | 15.5% | 20.2% | 98% | 85.9% | 97.72% | 99.35% | 100% | 1.23 | 25 | 18 | Trenton, NJ | 2018 | NREL ATB: Commercial Solar | LBL Tracking the Sun | DNV Proprietary Data
NJ | Large 2 | Solar PV | Commercial | 1000 | 1360.1479 | 1360147.8584 | 15.53% | 20.8% | 98% | 85.9% | 97.72% | 99.35% | 100% | 1.23 | 25 | 18 | Trenton, NJ | 2019 | NREL ATB: Commercial Solar | LBL Tracking the Sun | DNV Proprietary Data
NJ | Large 2 | Solar PV | Commercial | 1000 | 1362.3339 | 1362333.8766 | 15.55% | 20.8% | 98% | 85.9% | 97.72% | 99.35% | 100% | 1.23 | 25 | 18 | Trenton, NJ | 2020 | NREL ATB: Commercial Solar | LBL Tracking the Sun | DNV Proprietary Data
NJ | Large 2 | Solar PV | Commercial | 1000 | 1363.9223 | 1363922.3133 | 15.57% | 21% | 98% | 85.9% | 97.72% | 99.35% | 100% | 1.23 | 25 | 20 | Trenton, NJ | 2021 | NREL ATB: Commercial Solar | LBL Tracking the Sun | DNV Proprietary Data
NJ | Large 2 | Solar PV | Commercial | 1000 | 1363.9223 | 1363922.3133 | 15.58% | 21% | 98% | 85.9% | 97.72% | 99.35% | 100% | 1.23 | 25 | 20 | Trenton, NJ | 2022 | NREL ATB: Commercial Solar | LBL Tracking the Sun | DNV Proprietary Data
NJ | Large 1 | Solar PV | Commercial | 500 | 1339.8236 | 669911.821 | 15.29% | 19.8% | 95.9% | 86% | 97.02% | 99.15% | 100% | 1.21 | 25 | 15 | Trenton, NJ | 2012 | NREL ATB: Commercial Solar | LBL Tracking the Sun | DNV Proprietary Data
NJ | Large 1 | Solar PV | Commercial | 500 | 1342.2848 | 671142.4007 | 15.32% | 19.8% | 96.8% | 86% | 97.2% | 99.2% | 100% | 1.21 | 25 | 15 | Trenton, NJ | 2013 | NREL ATB: Commercial Solar | LBL Tracking the Sun | DNV Proprietary Data
NJ | Large 1 | Solar PV | Commercial | 500 | 1344.657 | 672328.4859 | 15.35% | 19.8% | 97.5% | 86% | 97.37% | 99.25% | 100% | 1.21 | 25 | 15 | Trenton, NJ | 2014 | NREL ATB: Commercial Solar | LBL Tracking the Sun | DNV Proprietary Data
NJ | Large 1 | Solar PV | Commercial | 500 | 1347.0493 | 673524.6709 | 15.38% | 20% | 98% | 86% | 97.72% | 99.35% | 100% | 1.21 | 25 | 15 | Trenton, NJ | 2015 | NREL ATB: Commercial Solar | LBL Tracking the Sun | DNV Proprietary Data
NJ | Large 1 | Solar PV | Commercial | 500 | 1349.283 | 674641.5231 | 15.4% | 20% | 98% | 86% | 97.72% | 99.35% | 100% | 1.21 | 25 | 16 | Trenton, NJ | 2016 | NREL ATB: Commercial Solar | LBL Tracking the Sun | DNV Proprietary Data
NJ | Large 1 | Solar PV | Commercial | 500 | 1350.9438 | 675471.876 | 15.42% | 20.2% | 98% | 86% | 97.72% | 99.35% | 100% | 1.21 | 25 | 17 | Trenton, NJ | 2017 | NREL ATB: Commercial Solar | LBL Tracking the Sun | DNV Proprietary Data
NJ | Large 1 | Solar PV | Commercial | 500 | 1352.39 | 676195.0062 | 15.44% | 20.2% | 98% | 85.9% | 97.72% | 99.35% | 100% | 1.21 | 25 | 18 | Trenton, NJ | 2018 | NREL ATB: Commercial Solar | LBL Tracking the Sun | DNV Proprietary Data
NJ | Large 1 | Solar PV | Commercial | 500 | 1354.7998 | 677399.915 | 15.47% | 20.8% | 98% | 85.9% | 97.72% | 99.35% | 100% | 1.21 | 25 | 18 | Trenton, NJ | 2019 | NREL ATB: Commercial Solar | LBL Tracking the Sun | DNV Proprietary Data
NJ | Large 1 | Solar PV | Commercial | 500 | 1356.3817 | 678190.8727 | 15.48% | 20.8% | 98% | 85.9% | 97.72% | 99.35% | 100% | 1.21 | 25 | 18 | Trenton, NJ | 2020 | NREL ATB: Commercial Solar | LBL Tracking the Sun | DNV Proprietary Data
NJ | Large 1 | Solar PV | Commercial | 500 | 1358.0801 | 679040.0667 | 15.5% | 21% | 98% | 85.9% | 97.72% | 99.35% | 100% | 1.21 | 25 | 20 | Trenton, NJ | 2021 | NREL ATB: Commercial Solar | LBL Tracking the Sun | DNV Proprietary Data
NJ | Large 1 | Solar PV | Commercial | 500 | 1358.0801 | 679040.0667 | 15.51% | 21% | 98% | 85.9% | 97.72% | 99.35% | 100% | 1.21 | 25 | 20 | Trenton, NJ | 2022 | NREL ATB: Commercial Solar | LBL Tracking the Sun | DNV Proprietary Data
NJ | Medium | Solar PV | Commercial | 250 | 1339.0499 | 334762.4713 | 15.29% | 19.8% | 95.9% | 86% | 97.02% | 99.15% | 100% | 1.21 | 25 | 15 | Trenton, NJ | 2012 | NREL ATB: Commercial Solar | LBL Tracking the Sun | DNV Proprietary Data
NJ | Medium | Solar PV | Commercial | 250 | 1341.3028 | 335325.693 | 15.31% | 19.8% | 96.8% | 86% | 97.2% | 99.2% | 100% | 1.21 | 25 | 15 | Trenton, NJ | 2013 | NREL ATB: Commercial Solar | LBL Tracking the Sun | DNV Proprietary Data
NJ | Medium | Solar PV | Commercial | 250 | 1343.5612 | 335890.2986 | 15.34% | 19.8% | 97.5% | 86% | 97.37% | 99.25% | 100% | 1.21 | 25 | 15 | Trenton, NJ | 2014 | NREL ATB: Commercial Solar | LBL Tracking the Sun | DNV Proprietary Data
NJ | Medium | Solar PV | Commercial | 250 | 1345.9207 | 336480.1835 | 15.36% | 20% | 98% | 86% | 97.72% | 99.35% | 100% | 1.21 | 25 | 15 | Trenton, NJ | 2015 | NREL ATB: Commercial Solar | LBL Tracking the Sun | DNV Proprietary Data
NJ | Medium | Solar PV | Commercial | 250 | 1347.8778 | 336969.4395 | 15.39% | 20% | 98% | 86% | 97.72% | 99.35% | 100% | 1.21 | 25 | 16 | Trenton, NJ | 2016 | NREL ATB: Commercial Solar | LBL Tracking the Sun | DNV Proprietary Data
NJ | Medium | Solar PV | Commercial | 250 | 1349.9656 | 337491.4088 | 15.41% | 20.2% | 98% | 86% | 97.72% | 99.35% | 100% | 1.21 | 25 | 17 | Trenton, NJ | 2017 | NREL ATB: Commercial Solar | LBL Tracking the Sun | DNV Proprietary Data
NJ | Medium | Solar PV | Commercial | 250 | 1352.0687 | 338017.186 | 15.43% | 20.2% | 98% | 85.9% | 97.72% | 99.35% | 100% | 1.21 | 25 | 18 | Trenton, NJ | 2018 | NREL ATB: Commercial Solar | LBL Tracking the Sun | DNV Proprietary Data
NJ | Medium | Solar PV | Commercial | 250 | 1354.3484 | 338587.105 | 15.46% | 20.8% | 98% | 85.9% | 97.72% | 99.35% | 100% | 1.21 | 25 | 18 | Trenton, NJ | 2019 | NREL ATB: Commercial Solar | LBL Tracking the Sun | DNV Proprietary Data
NJ | Medium | Solar PV | Commercial | 250 | 1356.4629 | 339115.7315 | 15.48% | 20.8% | 98% | 85.9% | 97.72% | 99.35% | 100% | 1.21 | 25 | 18 | Trenton, NJ | 2020 | NREL ATB: Commercial Solar | LBL Tracking the Sun | DNV Proprietary Data
NJ | Medium | Solar PV | Commercial | 250 | 1358.0801 | 339520.0333 | 15.5% | 21% | 98% | 85.9% | 97.72% | 99.35% | 100% | 1.21 | 25 | 20 | Trenton, NJ | 2021 | NREL ATB: Commercial Solar | LBL Tracking the Sun | DNV Proprietary Data
NJ | Medium | Solar PV | Commercial | 250 | 1358.0801 | 339520.0333 | 15.51% | 21% | 98% | 85.9% | 97.72% | 99.35% | 100% | 1.21 | 25 | 20 | Trenton, NJ | 2022 | NREL ATB: Commercial Solar | LBL Tracking the Sun | DNV Proprietary Data
NJ | Small 1 | Solar PV | Commercial | 33.83 | 1341.076 | 45368.6003 | 15.31% | 19.8% | 95.9% | 86% | 97.02% | 99.15% | 100% | 1.17 | 25 | 15 | Trenton, NJ | 2012 | NREL ATB: Commercial Solar | LBL Tracking the Sun | DNV Proprietary Data
NJ | Small 1 | Solar PV | Commercial | 37.4 | 1342.9185 | 50225.1509 | 15.33% | 19.8% | 96.8% | 86% | 97.2% | 99.2% | 100% | 1.17 | 25 | 15 | Trenton, NJ | 2013 | NREL ATB: Commercial Solar | LBL Tracking the Sun | DNV Proprietary Data
NJ | Small 1 | Solar PV | Commercial | 34.68 | 1344.3936 | 46623.5714 | 15.35% | 19.8% | 97.5% | 86% | 97.37% | 99.25% | 100% | 1.17 | 25 | 15 | Trenton, NJ | 2014 | NREL ATB: Commercial Solar | LBL Tracking the Sun | DNV Proprietary Data
NJ | Small 1 | Solar PV | Commercial | 32.81 | 1346.8521 | 44190.2172 | 15.38% | 20% | 98% | 86% | 97.72% | 99.35% | 100% | 1.17 | 25 | 15 | Trenton, NJ | 2015 | NREL ATB: Commercial Solar | LBL Tracking the Sun | DNV Proprietary Data
NJ | Small 1 | Solar PV | Commercial | 33.15 | 1348.4273 | 44700.365 | 15.39% | 20% | 98% | 86% | 97.72% | 99.35% | 100% | 1.17 | 25 | 16 | Trenton, NJ | 2016 | NREL ATB: Commercial Solar | LBL Tracking the Sun | DNV Proprietary Data
NJ | Small 1 | Solar PV | Commercial | 38.76 | 1349.9682 | 52324.7663 | 15.41% | 20.2% | 98% | 86% | 97.72% | 99.35% | 100% | 1.17 | 25 | 17 | Trenton, NJ | 2017 | NREL ATB: Commercial Solar | LBL Tracking the Sun | DNV Proprietary Data
NJ | Small 1 | Solar PV | Commercial | 39.27 | 1351.4247 | 53070.4492 | 15.43% | 20.2% | 98% | 85.9% | 97.72% | 99.35% | 100% | 1.17 | 25 | 18 | Trenton, NJ | 2018 | NREL ATB: Commercial Solar | LBL Tracking the Sun | DNV Proprietary Data
NJ | Small 1 | Solar PV | Commercial | 38.25 | 1353.9787 | 51789.6864 | 15.46% | 20.8% | 98% | 85.9% | 97.72% | 99.35% | 100% | 1.17 | 25 | 18 | Trenton, NJ | 2019 | NREL ATB: Commercial Solar | LBL Tracking the Sun | DNV Proprietary Data
NJ | Small 1 | Solar PV | Commercial | 36.38 | 1355.5113 | 49313.5023 | 15.47% | 20.8% | 98% | 85.9% | 97.72% | 99.35% | 100% | 1.17 | 25 | 18 | Trenton, NJ | 2020 | NREL ATB: Commercial Solar | LBL Tracking the Sun | DNV Proprietary Data
NJ | Small 1 | Solar PV | Commercial | 32.64 | 1357.7503 | 44316.9712 | 15.5% | 21% | 98% | 85.9% | 97.72% | 99.35% | 100% | 1.17 | 25 | 20 | Trenton, NJ | 2021 | NREL ATB: Commercial Solar | LBL Tracking the Sun | DNV Proprietary Data
NJ | Small 1 | Solar PV | Commercial | 34.1193 | 1358.2561 | 46342.8128 | 15.51% | 21% | 98% | 85.9% | 97.72% | 99.35% | 100% | 1.17 | 25 | 20 | Trenton, NJ | 2022 | NREL ATB: Commercial Solar | LBL Tracking the Sun | DNV Proprietary Data
NJ | Small 2 | Solar PV | Commercial | 100 | 1341.076 | 134107.5977 | 15.31% | 19.8% | 95.9% | 86% | 97.02% | 99.15% | 100% | 1.17 | 25 | 15 | Trenton, NJ | 2012 | NREL ATB: Commercial Solar | LBL Tracking the Sun | DNV Proprietary Data
NJ | Small 2 | Solar PV | Commercial | 100 | 1342.9185 | 134291.8473 | 15.33% | 19.8% | 96.8% | 86% | 97.2% | 99.2% | 100% | 1.17 | 25 | 15 | Trenton, NJ | 2013 | NREL ATB: Commercial Solar | LBL Tracking the Sun | DNV Proprietary Data
NJ | Small 2 | Solar PV | Commercial | 100 | 1344.3936 | 134439.3638 | 15.35% | 19.8% | 97.5% | 86% | 97.37% | 99.25% | 100% | 1.17 | 25 | 15 | Trenton, NJ | 2014 | NREL ATB: Commercial Solar | LBL Tracking the Sun | DNV Proprietary Data
NJ | Small 2 | Solar PV | Commercial | 100 | 1346.8521 | 134685.2093 | 15.38% | 20% | 98% | 86% | 97.72% | 99.35% | 100% | 1.17 | 25 | 15 | Trenton, NJ | 2015 | NREL ATB: Commercial Solar | LBL Tracking the Sun | DNV Proprietary Data
NJ | Small 2 | Solar PV | Commercial | 100 | 1348.4273 | 134842.7301 | 15.39% | 20% | 98% | 86% | 97.72% | 99.35% | 100% | 1.17 | 25 | 16 | Trenton, NJ | 2016 | NREL ATB: Commercial Solar | LBL Tracking the Sun | DNV Proprietary Data
NJ | Small 2 | Solar PV | Commercial | 100 | 1349.9682 | 134996.8171 | 15.41% | 20.2% | 98% | 86% | 97.72% | 99.35% | 100% | 1.17 | 25 | 17 | Trenton, NJ | 2017 | NREL ATB: Commercial Solar | LBL Tracking the Sun | DNV Proprietary Data
NJ | Small 2 | Solar PV | Commercial | 100 | 1351.4247 | 135142.4731 | 15.43% | 20.2% | 98% | 85.9% | 97.72% | 99.35% | 100% | 1.17 | 25 | 18 | Trenton, NJ | 2018 | NREL ATB: Commercial Solar | LBL Tracking the Sun | DNV Proprietary Data
NJ | Small 2 | Solar PV | Commercial | 100 | 1353.9787 | 135397.8729 | 15.46% | 20.8% | 98% | 85.9% | 97.72% | 99.35% | 100% | 1.17 | 25 | 18 | Trenton, NJ | 2019 | NREL ATB: Commercial Solar | LBL Tracking the Sun | DNV Proprietary Data
NJ | Small 2 | Solar PV | Commercial | 100 | 1355.5113 | 135551.1333 | 15.47% | 20.8% | 98% | 85.9% | 97.72% | 99.35% | 100% | 1.17 | 25 | 18 | Trenton, NJ | 2020 | NREL ATB: Commercial Solar | LBL Tracking the Sun | DNV Proprietary Data
NJ | Small 2 | Solar PV | Commercial | 100 | 1357.7503 | 135775.0342 | 15.5% | 21% | 98% | 85.9% | 97.72% | 99.35% | 100% | 1.17 | 25 | 20 | Trenton, NJ | 2021 | NREL ATB: Commercial Solar | LBL Tracking the Sun | DNV Proprietary Data
NJ | Small 2 | Solar PV | Commercial | 100 | 1357.7503 | 135775.0342 | 15.51% | 21% | 98% | 85.9% | 97.72% | 99.35% | 100% | 1.17 | 25 | 20 | Trenton, NJ | 2022 | NREL ATB: Commercial Solar | LBL Tracking the Sun | DNV Proprietary Data
NM | Large 2 | Solar PV | Commercial | 1000 | 1768.9416 | 1768941.6495 | 20.19% | 19.8% | 95.9% | 86% | 97.02% | 99.15% | 100% | 1.23 | 25 | 15 | Albequerque, NM | 2012 | NREL ATB: Commercial Solar | LBL Tracking the Sun | DNV Proprietary Data
NM | Large 2 | Solar PV | Commercial | 1000 | 1771.4196 | 1771419.6005 | 20.22% | 19.8% | 96.8% | 86% | 97.2% | 99.2% | 100% | 1.23 | 25 | 15 | Albequerque, NM | 2013 | NREL ATB: Commercial Solar | LBL Tracking the Sun | DNV Proprietary Data
NM | Large 2 | Solar PV | Commercial | 1000 | 1773.6759 | 1773675.8808 | 20.25% | 19.8% | 97.5% | 86% | 97.37% | 99.25% | 100% | 1.23 | 25 | 15 | Albequerque, NM | 2014 | NREL ATB: Commercial Solar | LBL Tracking the Sun | DNV Proprietary Data
NM | Large 2 | Solar PV | Commercial | 1000 | 1776.9559 | 1776955.8804 | 20.28% | 20% | 98% | 86% | 97.72% | 99.35% | 100% | 1.23 | 25 | 15 | Albequerque, NM | 2015 | NREL ATB: Commercial Solar | LBL Tracking the Sun | DNV Proprietary Data
NM | Large 2 | Solar PV | Commercial | 1000 | 1780.1872 | 1780187.1525 | 20.32% | 20% | 98% | 86% | 97.72% | 99.35% | 100% | 1.23 | 25 | 16 | Albequerque, NM | 2016 | NREL ATB: Commercial Solar | LBL Tracking the Sun | DNV Proprietary Data
NM | Large 2 | Solar PV | Commercial | 1000 | 1783.2581 | 1783258.1418 | 20.36% | 20.2% | 98% | 86% | 97.72% | 99.35% | 100% | 1.23 | 25 | 17 | Albequerque, NM | 2017 | NREL ATB: Commercial Solar | LBL Tracking the Sun | DNV Proprietary Data
NM | Large 2 | Solar PV | Commercial | 1000 | 1786.6402 | 1786640.1578 | 20.4% | 20.2% | 98% | 85.9% | 97.72% | 99.35% | 100% | 1.23 | 25 | 18 | Albequerque, NM | 2018 | NREL ATB: Commercial Solar | LBL Tracking the Sun | DNV Proprietary Data
NM | Large 2 | Solar PV | Commercial | 1000 | 1789.579 | 1789578.9995 | 20.43% | 20.8% | 98% | 85.9% | 97.72% | 99.35% | 100% | 1.23 | 25 | 18 | Albequerque, NM | 2019 | NREL ATB: Commercial Solar | LBL Tracking the Sun | DNV Proprietary Data
NM | Large 2 | Solar PV | Commercial | 1000 | 1792.4666 | 1792466.6367 | 20.46% | 20.8% | 98% | 85.9% | 97.72% | 99.35% | 100% | 1.23 | 25 | 18 | Albequerque, NM | 2020 | NREL ATB: Commercial Solar | LBL Tracking the Sun | DNV Proprietary Data
NM | Large 2 | Solar PV | Commercial | 1000 | 1795.1062 | 1795106.1623 | 20.49% | 21% | 98% | 85.9% | 97.72% | 99.35% | 100% | 1.23 | 25 | 20 | Albequerque, NM | 2021 | NREL ATB: Commercial Solar | LBL Tracking the Sun | DNV Proprietary Data
NM | Large 2 | Solar PV | Commercial | 1000 | 1795.1062 | 1795106.1623 | 20.5% | 21% | 98% | 85.9% | 97.72% | 99.35% | 100% | 1.23 | 25 | 20 | Albequerque, NM | 2022 | NREL ATB: Commercial Solar | LBL Tracking the Sun | DNV Proprietary Data
NM | Large 1 | Solar PV | Commercial | 500 | 1756.8965 | 878448.2356 | 20.06% | 19.8% | 95.9% | 86% | 97.02% | 99.15% | 100% | 1.21 | 25 | 15 | Albequerque, NM | 2012 | NREL ATB: Commercial Solar | LBL Tracking the Sun | DNV Proprietary Data
NM | Large 1 | Solar PV | Commercial | 500 | 1760.1534 | 880076.691 | 20.09% | 19.8% | 96.8% | 86% | 97.2% | 99.2% | 100% | 1.21 | 25 | 15 | Albequerque, NM | 2013 | NREL ATB: Commercial Solar | LBL Tracking the Sun | DNV Proprietary Data
NM | Large 1 | Solar PV | Commercial | 500 | 1763.4161 | 881708.0276 | 20.13% | 19.8% | 97.5% | 86% | 97.37% | 99.25% | 100% | 1.21 | 25 | 15 | Albequerque, NM | 2014 | NREL ATB: Commercial Solar | LBL Tracking the Sun | DNV Proprietary Data
NM | Large 1 | Solar PV | Commercial | 500 | 1766.423 | 883211.5056 | 20.16% | 20% | 98% | 86% | 97.72% | 99.35% | 100% | 1.21 | 25 | 15 | Albequerque, NM | 2015 | NREL ATB: Commercial Solar | LBL Tracking the Sun | DNV Proprietary Data
NM | Large 1 | Solar PV | Commercial | 500 | 1769.6092 | 884804.5899 | 20.2% | 20% | 98% | 86% | 97.72% | 99.35% | 100% | 1.21 | 25 | 16 | Albequerque, NM | 2016 | NREL ATB: Commercial Solar | LBL Tracking the Sun | DNV Proprietary Data
NM | Large 1 | Solar PV | Commercial | 500 | 1772.6437 | 886321.8265 | 20.24% | 20.2% | 98% | 86% | 97.72% | 99.35% | 100% | 1.21 | 25 | 17 | Albequerque, NM | 2017 | NREL ATB: Commercial Solar | LBL Tracking the Sun | DNV Proprietary Data
NM | Large 1 | Solar PV | Commercial | 500 | 1775.2229 | 887611.4389 | 20.27% | 20.2% | 98% | 85.9% | 97.72% | 99.35% | 100% | 1.21 | 25 | 18 | Albequerque, NM | 2018 | NREL ATB: Commercial Solar | LBL Tracking the Sun | DNV Proprietary Data
NM | Large 1 | Solar PV | Commercial | 500 | 1778.2751 | 889137.5578 | 20.3% | 20.8% | 98% | 85.9% | 97.72% | 99.35% | 100% | 1.21 | 25 | 18 | Albequerque, NM | 2019 | NREL ATB: Commercial Solar | LBL Tracking the Sun | DNV Proprietary Data
NM | Large 1 | Solar PV | Commercial | 500 | 1781.7105 | 890855.256 | 20.34% | 20.8% | 98% | 85.9% | 97.72% | 99.35% | 100% | 1.21 | 25 | 18 | Albequerque, NM | 2020 | NREL ATB: Commercial Solar | LBL Tracking the Sun | DNV Proprietary Data
NM | Large 1 | Solar PV | Commercial | 500 | 1783.8506 | 891925.3114 | 20.36% | 21% | 98% | 85.9% | 97.72% | 99.35% | 100% | 1.21 | 25 | 20 | Albequerque, NM | 2021 | NREL ATB: Commercial Solar | LBL Tracking the Sun | DNV Proprietary Data
NM | Large 1 | Solar PV | Commercial | 500 | 1783.8506 | 891925.3114 | 20.37% | 21% | 98% | 85.9% | 97.72% | 99.35% | 100% | 1.21 | 25 | 20 | Albequerque, NM | 2022 | NREL ATB: Commercial Solar | LBL Tracking the Sun | DNV Proprietary Data
NM | Medium | Solar PV | Commercial | 250 | 1758.4136 | 439603.3914 | 20.07% | 19.8% | 95.9% | 86% | 97.02% | 99.15% | 100% | 1.21 | 25 | 15 | Albequerque, NM | 2012 | NREL ATB: Commercial Solar | LBL Tracking the Sun | DNV Proprietary Data
NM | Medium | Solar PV | Commercial | 250 | 1760.8257 | 440206.4182 | 20.1% | 19.8% | 96.8% | 86% | 97.2% | 99.2% | 100% | 1.21 | 25 | 15 | Albequerque, NM | 2013 | NREL ATB: Commercial Solar | LBL Tracking the Sun | DNV Proprietary Data
NM | Medium | Solar PV | Commercial | 250 | 1764.1381 | 441034.5291 | 20.14% | 19.8% | 97.5% | 86% | 97.37% | 99.25% | 100% | 1.21 | 25 | 15 | Albequerque, NM | 2014 | NREL ATB: Commercial Solar | LBL Tracking the Sun | DNV Proprietary Data
NM | Medium | Solar PV | Commercial | 250 | 1767.3989 | 441849.735 | 20.18% | 20% | 98% | 86% | 97.72% | 99.35% | 100% | 1.21 | 25 | 15 | Albequerque, NM | 2015 | NREL ATB: Commercial Solar | LBL Tracking the Sun | DNV Proprietary Data
NM | Medium | Solar PV | Commercial | 250 | 1769.7364 | 442434.0962 | 20.2% | 20% | 98% | 86% | 97.72% | 99.35% | 100% | 1.21 | 25 | 16 | Albequerque, NM | 2016 | NREL ATB: Commercial Solar | LBL Tracking the Sun | DNV Proprietary Data
NM | Medium | Solar PV | Commercial | 250 | 1771.9515 | 442987.8677 | 20.23% | 20.2% | 98% | 86% | 97.72% | 99.35% | 100% | 1.21 | 25 | 17 | Albequerque, NM | 2017 | NREL ATB: Commercial Solar | LBL Tracking the Sun | DNV Proprietary Data
NM | Medium | Solar PV | Commercial | 250 | 1773.9173 | 443479.3289 | 20.25% | 20.2% | 98% | 85.9% | 97.72% | 99.35% | 100% | 1.21 | 25 | 18 | Albequerque, NM | 2018 | NREL ATB: Commercial Solar | LBL Tracking the Sun | DNV Proprietary Data
NM | Medium | Solar PV | Commercial | 250 | 1777.4712 | 444367.8005 | 20.29% | 20.8% | 98% | 85.9% | 97.72% | 99.35% | 100% | 1.21 | 25 | 18 | Albequerque, NM | 2019 | NREL ATB: Commercial Solar | LBL Tracking the Sun | DNV Proprietary Data
NM | Medium | Solar PV | Commercial | 250 | 1780.3215 | 445080.3828 | 20.32% | 20.8% | 98% | 85.9% | 97.72% | 99.35% | 100% | 1.21 | 25 | 18 | Albequerque, NM | 2020 | NREL ATB: Commercial Solar | LBL Tracking the Sun | DNV Proprietary Data
NM | Medium | Solar PV | Commercial | 250 | 1783.8506 | 445962.6557 | 20.36% | 21% | 98% | 85.9% | 97.72% | 99.35% | 100% | 1.21 | 25 | 20 | Albequerque, NM | 2021 | NREL ATB: Commercial Solar | LBL Tracking the Sun | DNV Proprietary Data
NM | Medium | Solar PV | Commercial | 250 | 1783.8506 | 445962.6557 | 20.37% | 21% | 98% | 85.9% | 97.72% | 99.35% | 100% | 1.21 | 25 | 20 | Albequerque, NM | 2022 | NREL ATB: Commercial Solar | LBL Tracking the Sun | DNV Proprietary Data
NM | Small 1 | Solar PV | Commercial | 33.83 | 1760.4082 | 59554.6086 | 20.1% | 19.8% | 95.9% | 86% | 97.02% | 99.15% | 100% | 1.17 | 25 | 15 | Albequerque, NM | 2012 | NREL ATB: Commercial Solar | LBL Tracking the Sun | DNV Proprietary Data
NM | Small 1 | Solar PV | Commercial | 37.4 | 1763.9332 | 65971.103 | 20.14% | 19.8% | 96.8% | 86% | 97.2% | 99.2% | 100% | 1.17 | 25 | 15 | Albequerque, NM | 2013 | NREL ATB: Commercial Solar | LBL Tracking the Sun | DNV Proprietary Data
NM | Small 1 | Solar PV | Commercial | 34.68 | 1766.6057 | 61265.8864 | 20.17% | 19.8% | 97.5% | 86% | 97.37% | 99.25% | 100% | 1.17 | 25 | 15 | Albequerque, NM | 2014 | NREL ATB: Commercial Solar | LBL Tracking the Sun | DNV Proprietary Data
NM | Small 1 | Solar PV | Commercial | 32.81 | 1768.5622 | 58026.5249 | 20.19% | 20% | 98% | 86% | 97.72% | 99.35% | 100% | 1.17 | 25 | 15 | Albequerque, NM | 2015 | NREL ATB: Commercial Solar | LBL Tracking the Sun | DNV Proprietary Data
NM | Small 1 | Solar PV | Commercial | 33.15 | 1770.5427 | 58693.4909 | 20.21% | 20% | 98% | 86% | 97.72% | 99.35% | 100% | 1.17 | 25 | 16 | Albequerque, NM | 2016 | NREL ATB: Commercial Solar | LBL Tracking the Sun | DNV Proprietary Data
NM | Small 1 | Solar PV | Commercial | 38.76 | 1773.634 | 68746.054 | 20.25% | 20.2% | 98% | 86% | 97.72% | 99.35% | 100% | 1.17 | 25 | 17 | Albequerque, NM | 2017 | NREL ATB: Commercial Solar | LBL Tracking the Sun | DNV Proprietary Data
NM | Small 1 | Solar PV | Commercial | 39.27 | 1775.949 | 69741.5182 | 20.27% | 20.2% | 98% | 85.9% | 97.72% | 99.35% | 100% | 1.17 | 25 | 18 | Albequerque, NM | 2018 | NREL ATB: Commercial Solar | LBL Tracking the Sun | DNV Proprietary Data
NM | Small 1 | Solar PV | Commercial | 38.25 | 1778.1315 | 68013.5316 | 20.3% | 20.8% | 98% | 85.9% | 97.72% | 99.35% | 100% | 1.17 | 25 | 18 | Albequerque, NM | 2019 | NREL ATB: Commercial Solar | LBL Tracking the Sun | DNV Proprietary Data
NM | Small 1 | Solar PV | Commercial | 36.38 | 1781.0774 | 64795.5954 | 20.33% | 20.8% | 98% | 85.9% | 97.72% | 99.35% | 100% | 1.17 | 25 | 18 | Albequerque, NM | 2020 | NREL ATB: Commercial Solar | LBL Tracking the Sun | DNV Proprietary Data
NM | Small 1 | Solar PV | Commercial | 32.64 | 1783.7838 | 58222.7047 | 20.36% | 21% | 98% | 85.9% | 97.72% | 99.35% | 100% | 1.17 | 25 | 20 | Albequerque, NM | 2021 | NREL ATB: Commercial Solar | LBL Tracking the Sun | DNV Proprietary Data
NM | Small 1 | Solar PV | Commercial | 34.1193 | 1784.4483 | 60884.2128 | 20.37% | 21% | 98% | 85.9% | 97.72% | 99.35% | 100% | 1.17 | 25 | 20 | Albequerque, NM | 2022 | NREL ATB: Commercial Solar | LBL Tracking the Sun | DNV Proprietary Data
NM | Small 2 | Solar PV | Commercial | 100 | 1760.4082 | 176040.8176 | 20.1% | 19.8% | 95.9% | 86% | 97.02% | 99.15% | 100% | 1.17 | 25 | 15 | Albequerque, NM | 2012 | NREL ATB: Commercial Solar | LBL Tracking the Sun | DNV Proprietary Data
NM | Small 2 | Solar PV | Commercial | 100 | 1763.9332 | 176393.3236 | 20.14% | 19.8% | 96.8% | 86% | 97.2% | 99.2% | 100% | 1.17 | 25 | 15 | Albequerque, NM | 2013 | NREL ATB: Commercial Solar | LBL Tracking the Sun | DNV Proprietary Data
NM | Small 2 | Solar PV | Commercial | 100 | 1766.6057 | 176660.5721 | 20.17% | 19.8% | 97.5% | 86% | 97.37% | 99.25% | 100% | 1.17 | 25 | 15 | Albequerque, NM | 2014 | NREL ATB: Commercial Solar | LBL Tracking the Sun | DNV Proprietary Data
NM | Small 2 | Solar PV | Commercial | 100 | 1768.5622 | 176856.2173 | 20.19% | 20% | 98% | 86% | 97.72% | 99.35% | 100% | 1.17 | 25 | 15 | Albequerque, NM | 2015 | NREL ATB: Commercial Solar | LBL Tracking the Sun | DNV Proprietary Data
NM | Small 2 | Solar PV | Commercial | 100 | 1770.5427 | 177054.2712 | 20.21% | 20% | 98% | 86% | 97.72% | 99.35% | 100% | 1.17 | 25 | 16 | Albequerque, NM | 2016 | NREL ATB: Commercial Solar | LBL Tracking the Sun | DNV Proprietary Data
NM | Small 2 | Solar PV | Commercial | 100 | 1773.634 | 177363.4003 | 20.25% | 20.2% | 98% | 86% | 97.72% | 99.35% | 100% | 1.17 | 25 | 17 | Albequerque, NM | 2017 | NREL ATB: Commercial Solar | LBL Tracking the Sun | DNV Proprietary Data
NM | Small 2 | Solar PV | Commercial | 100 | 1775.949 | 177594.9025 | 20.27% | 20.2% | 98% | 85.9% | 97.72% | 99.35% | 100% | 1.17 | 25 | 18 | Albequerque, NM | 2018 | NREL ATB: Commercial Solar | LBL Tracking the Sun | DNV Proprietary Data
NM | Small 2 | Solar PV | Commercial | 100 | 1778.1315 | 177813.1545 | 20.3% | 20.8% | 98% | 85.9% | 97.72% | 99.35% | 100% | 1.17 | 25 | 18 | Albequerque, NM | 2019 | NREL ATB: Commercial Solar | LBL Tracking the Sun | DNV Proprietary Data
NM | Small 2 | Solar PV | Commercial | 100 | 1781.0774 | 178107.7387 | 20.33% | 20.8% | 98% | 85.9% | 97.72% | 99.35% | 100% | 1.17 | 25 | 18 | Albequerque, NM | 2020 | NREL ATB: Commercial Solar | LBL Tracking the Sun | DNV Proprietary Data
NM | Small 2 | Solar PV | Commercial | 100 | 1783.7838 | 178378.3844 | 20.36% | 21% | 98% | 85.9% | 97.72% | 99.35% | 100% | 1.17 | 25 | 20 | Albequerque, NM | 2021 | NREL ATB: Commercial Solar | LBL Tracking the Sun | DNV Proprietary Data
NM | Small 2 | Solar PV | Commercial | 100 | 1783.7838 | 178378.3844 | 20.37% | 21% | 98% | 85.9% | 97.72% | 99.35% | 100% | 1.17 | 25 | 20 | Albequerque, NM | 2022 | NREL ATB: Commercial Solar | LBL Tracking the Sun | DNV Proprietary Data
NV | Large 2 | Solar PV | Commercial | 1000 | 1737.9373 | 1737937.343 | 19.84% | 19.8% | 95.9% | 86% | 97.02% | 99.15% | 100% | 1.23 | 25 | 15 | Las Vegas, NV | 2012 | NREL ATB: Commercial Solar | LBL Tracking the Sun | DNV Proprietary Data
NV | Large 2 | Solar PV | Commercial | 1000 | 1740.8656 | 1740865.5735 | 19.87% | 19.8% | 96.8% | 86% | 97.2% | 99.2% | 100% | 1.23 | 25 | 15 | Las Vegas, NV | 2013 | NREL ATB: Commercial Solar | LBL Tracking the Sun | DNV Proprietary Data
NV | Large 2 | Solar PV | Commercial | 1000 | 1743.5759 | 1743575.8878 | 19.9% | 19.8% | 97.5% | 86% | 97.37% | 99.25% | 100% | 1.23 | 25 | 15 | Las Vegas, NV | 2014 | NREL ATB: Commercial Solar | LBL Tracking the Sun | DNV Proprietary Data
NV | Large 2 | Solar PV | Commercial | 1000 | 1746.7998 | 1746799.8334 | 19.94% | 20% | 98% | 86% | 97.72% | 99.35% | 100% | 1.23 | 25 | 15 | Las Vegas, NV | 2015 | NREL ATB: Commercial Solar | LBL Tracking the Sun | DNV Proprietary Data
NV | Large 2 | Solar PV | Commercial | 1000 | 1749.451 | 1749450.9842 | 19.97% | 20% | 98% | 86% | 97.72% | 99.35% | 100% | 1.23 | 25 | 16 | Las Vegas, NV | 2016 | NREL ATB: Commercial Solar | LBL Tracking the Sun | DNV Proprietary Data
NV | Large 2 | Solar PV | Commercial | 1000 | 1752.3685 | 1752368.5063 | 20% | 20.2% | 98% | 86% | 97.72% | 99.35% | 100% | 1.23 | 25 | 17 | Las Vegas, NV | 2017 | NREL ATB: Commercial Solar | LBL Tracking the Sun | DNV Proprietary Data
NV | Large 2 | Solar PV | Commercial | 1000 | 1755.5323 | 1755532.2995 | 20.04% | 20.2% | 98% | 85.9% | 97.72% | 99.35% | 100% | 1.23 | 25 | 18 | Las Vegas, NV | 2018 | NREL ATB: Commercial Solar | LBL Tracking the Sun | DNV Proprietary Data
NV | Large 2 | Solar PV | Commercial | 1000 | 1757.9515 | 1757951.5404 | 20.07% | 20.8% | 98% | 85.9% | 97.72% | 99.35% | 100% | 1.23 | 25 | 18 | Las Vegas, NV | 2019 | NREL ATB: Commercial Solar | LBL Tracking the Sun | DNV Proprietary Data
NV | Large 2 | Solar PV | Commercial | 1000 | 1760.1162 | 1760116.24 | 20.09% | 20.8% | 98% | 85.9% | 97.72% | 99.35% | 100% | 1.23 | 25 | 18 | Las Vegas, NV | 2020 | NREL ATB: Commercial Solar | LBL Tracking the Sun | DNV Proprietary Data
NV | Large 2 | Solar PV | Commercial | 1000 | 1762.1642 | 1762164.2406 | 20.12% | 21% | 98% | 85.9% | 97.72% | 99.35% | 100% | 1.23 | 25 | 20 | Las Vegas, NV | 2021 | NREL ATB: Commercial Solar | LBL Tracking the Sun | DNV Proprietary Data
NV | Large 2 | Solar PV | Commercial | 1000 | 1762.1642 | 1762164.2406 | 20.12% | 21% | 98% | 85.9% | 97.72% | 99.35% | 100% | 1.23 | 25 | 20 | Las Vegas, NV | 2022 | NREL ATB: Commercial Solar | LBL Tracking the Sun | DNV Proprietary Data
NV | Large 1 | Solar PV | Commercial | 500 | 1729.0431 | 864521.553 | 19.74% | 19.8% | 95.9% | 86% | 97.02% | 99.15% | 100% | 1.21 | 25 | 15 | Las Vegas, NV | 2012 | NREL ATB: Commercial Solar | LBL Tracking the Sun | DNV Proprietary Data
NV | Large 1 | Solar PV | Commercial | 500 | 1730.9803 | 865490.1506 | 19.76% | 19.8% | 96.8% | 86% | 97.2% | 99.2% | 100% | 1.21 | 25 | 15 | Las Vegas, NV | 2013 | NREL ATB: Commercial Solar | LBL Tracking the Sun | DNV Proprietary Data
NV | Large 1 | Solar PV | Commercial | 500 | 1734.4205 | 867210.2677 | 19.8% | 19.8% | 97.5% | 86% | 97.37% | 99.25% | 100% | 1.21 | 25 | 15 | Las Vegas, NV | 2014 | NREL ATB: Commercial Solar | LBL Tracking the Sun | DNV Proprietary Data
NV | Large 1 | Solar PV | Commercial | 500 | 1736.1652 | 868082.5854 | 19.82% | 20% | 98% | 86% | 97.72% | 99.35% | 100% | 1.21 | 25 | 15 | Las Vegas, NV | 2015 | NREL ATB: Commercial Solar | LBL Tracking the Sun | DNV Proprietary Data
NV | Large 1 | Solar PV | Commercial | 500 | 1738.6409 | 869320.4623 | 19.85% | 20% | 98% | 86% | 97.72% | 99.35% | 100% | 1.21 | 25 | 16 | Las Vegas, NV | 2016 | NREL ATB: Commercial Solar | LBL Tracking the Sun | DNV Proprietary Data
NV | Large 1 | Solar PV | Commercial | 500 | 1740.7519 | 870375.9534 | 19.87% | 20.2% | 98% | 86% | 97.72% | 99.35% | 100% | 1.21 | 25 | 17 | Las Vegas, NV | 2017 | NREL ATB: Commercial Solar | LBL Tracking the Sun | DNV Proprietary Data
NV | Large 1 | Solar PV | Commercial | 500 | 1742.5681 | 871284.0516 | 19.89% | 20.2% | 98% | 85.9% | 97.72% | 99.35% | 100% | 1.21 | 25 | 18 | Las Vegas, NV | 2018 | NREL ATB: Commercial Solar | LBL Tracking the Sun | DNV Proprietary Data
NV | Large 1 | Solar PV | Commercial | 500 | 1744.8991 | 872449.54 | 19.92% | 20.8% | 98% | 85.9% | 97.72% | 99.35% | 100% | 1.21 | 25 | 18 | Las Vegas, NV | 2019 | NREL ATB: Commercial Solar | LBL Tracking the Sun | DNV Proprietary Data
NV | Large 1 | Solar PV | Commercial | 500 | 1748.3807 | 874190.3564 | 19.96% | 20.8% | 98% | 85.9% | 97.72% | 99.35% | 100% | 1.21 | 25 | 18 | Las Vegas, NV | 2020 | NREL ATB: Commercial Solar | LBL Tracking the Sun | DNV Proprietary Data
NV | Large 1 | Solar PV | Commercial | 500 | 1751.2164 | 875608.2159 | 19.99% | 21% | 98% | 85.9% | 97.72% | 99.35% | 100% | 1.21 | 25 | 20 | Las Vegas, NV | 2021 | NREL ATB: Commercial Solar | LBL Tracking the Sun | DNV Proprietary Data
NV | Large 1 | Solar PV | Commercial | 500 | 1751.2164 | 875608.2159 | 20% | 21% | 98% | 85.9% | 97.72% | 99.35% | 100% | 1.21 | 25 | 20 | Las Vegas, NV | 2022 | NREL ATB: Commercial Solar | LBL Tracking the Sun | DNV Proprietary Data
NV | Medium | Solar PV | Commercial | 250 | 1729.0848 | 432271.209 | 19.74% | 19.8% | 95.9% | 86% | 97.02% | 99.15% | 100% | 1.21 | 25 | 15 | Las Vegas, NV | 2012 | NREL ATB: Commercial Solar | LBL Tracking the Sun | DNV Proprietary Data
NV | Medium | Solar PV | Commercial | 250 | 1731.0863 | 432771.5788 | 19.76% | 19.8% | 96.8% | 86% | 97.2% | 99.2% | 100% | 1.21 | 25 | 15 | Las Vegas, NV | 2013 | NREL ATB: Commercial Solar | LBL Tracking the Sun | DNV Proprietary Data
NV | Medium | Solar PV | Commercial | 250 | 1734.4934 | 433623.341 | 19.8% | 19.8% | 97.5% | 86% | 97.37% | 99.25% | 100% | 1.21 | 25 | 15 | Las Vegas, NV | 2014 | NREL ATB: Commercial Solar | LBL Tracking the Sun | DNV Proprietary Data
NV | Medium | Solar PV | Commercial | 250 | 1736.5022 | 434125.5537 | 19.82% | 20% | 98% | 86% | 97.72% | 99.35% | 100% | 1.21 | 25 | 15 | Las Vegas, NV | 2015 | NREL ATB: Commercial Solar | LBL Tracking the Sun | DNV Proprietary Data
NV | Medium | Solar PV | Commercial | 250 | 1738.8641 | 434716.0209 | 19.85% | 20% | 98% | 86% | 97.72% | 99.35% | 100% | 1.21 | 25 | 16 | Las Vegas, NV | 2016 | NREL ATB: Commercial Solar | LBL Tracking the Sun | DNV Proprietary Data
NV | Medium | Solar PV | Commercial | 250 | 1740.9678 | 435241.9606 | 19.87% | 20.2% | 98% | 86% | 97.72% | 99.35% | 100% | 1.21 | 25 | 17 | Las Vegas, NV | 2017 | NREL ATB: Commercial Solar | LBL Tracking the Sun | DNV Proprietary Data
NV | Medium | Solar PV | Commercial | 250 | 1744.113 | 436028.2496 | 19.91% | 20.2% | 98% | 85.9% | 97.72% | 99.35% | 100% | 1.21 | 25 | 18 | Las Vegas, NV | 2018 | NREL ATB: Commercial Solar | LBL Tracking the Sun | DNV Proprietary Data
NV | Medium | Solar PV | Commercial | 250 | 1746.6547 | 436663.6845 | 19.94% | 20.8% | 98% | 85.9% | 97.72% | 99.35% | 100% | 1.21 | 25 | 18 | Las Vegas, NV | 2019 | NREL ATB: Commercial Solar | LBL Tracking the Sun | DNV Proprietary Data
NV | Medium | Solar PV | Commercial | 250 | 1748.8126 | 437203.147 | 19.96% | 20.8% | 98% | 85.9% | 97.72% | 99.35% | 100% | 1.21 | 25 | 18 | Las Vegas, NV | 2020 | NREL ATB: Commercial Solar | LBL Tracking the Sun | DNV Proprietary Data
NV | Medium | Solar PV | Commercial | 250 | 1751.2164 | 437804.108 | 19.99% | 21% | 98% | 85.9% | 97.72% | 99.35% | 100% | 1.21 | 25 | 20 | Las Vegas, NV | 2021 | NREL ATB: Commercial Solar | LBL Tracking the Sun | DNV Proprietary Data
NV | Medium | Solar PV | Commercial | 250 | 1751.2164 | 437804.108 | 20% | 21% | 98% | 85.9% | 97.72% | 99.35% | 100% | 1.21 | 25 | 20 | Las Vegas, NV | 2022 | NREL ATB: Commercial Solar | LBL Tracking the Sun | DNV Proprietary Data
NV | Small 1 | Solar PV | Commercial | 33.83 | 1729.0032 | 58492.1796 | 19.74% | 19.8% | 95.9% | 86% | 97.02% | 99.15% | 100% | 1.17 | 25 | 15 | Las Vegas, NV | 2012 | NREL ATB: Commercial Solar | LBL Tracking the Sun | DNV Proprietary Data
NV | Small 1 | Solar PV | Commercial | 37.4 | 1731.9955 | 64776.6311 | 19.77% | 19.8% | 96.8% | 86% | 97.2% | 99.2% | 100% | 1.17 | 25 | 15 | Las Vegas, NV | 2013 | NREL ATB: Commercial Solar | LBL Tracking the Sun | DNV Proprietary Data
NV | Small 1 | Solar PV | Commercial | 34.68 | 1734.2074 | 60142.313 | 19.8% | 19.8% | 97.5% | 86% | 97.37% | 99.25% | 100% | 1.17 | 25 | 15 | Las Vegas, NV | 2014 | NREL ATB: Commercial Solar | LBL Tracking the Sun | DNV Proprietary Data
NV | Small 1 | Solar PV | Commercial | 32.81 | 1736.0519 | 56959.8637 | 19.82% | 20% | 98% | 86% | 97.72% | 99.35% | 100% | 1.17 | 25 | 15 | Las Vegas, NV | 2015 | NREL ATB: Commercial Solar | LBL Tracking the Sun | DNV Proprietary Data
NV | Small 1 | Solar PV | Commercial | 33.15 | 1738.7064 | 57638.1184 | 19.85% | 20% | 98% | 86% | 97.72% | 99.35% | 100% | 1.17 | 25 | 16 | Las Vegas, NV | 2016 | NREL ATB: Commercial Solar | LBL Tracking the Sun | DNV Proprietary Data
NV | Small 1 | Solar PV | Commercial | 38.76 | 1740.7025 | 67469.6301 | 19.87% | 20.2% | 98% | 86% | 97.72% | 99.35% | 100% | 1.17 | 25 | 17 | Las Vegas, NV | 2017 | NREL ATB: Commercial Solar | LBL Tracking the Sun | DNV Proprietary Data
NV | Small 1 | Solar PV | Commercial | 39.27 | 1743.1123 | 68452.0198 | 19.9% | 20.2% | 98% | 85.9% | 97.72% | 99.35% | 100% | 1.17 | 25 | 18 | Las Vegas, NV | 2018 | NREL ATB: Commercial Solar | LBL Tracking the Sun | DNV Proprietary Data
NV | Small 1 | Solar PV | Commercial | 38.25 | 1745.8096 | 66777.2155 | 19.93% | 20.8% | 98% | 85.9% | 97.72% | 99.35% | 100% | 1.17 | 25 | 18 | Las Vegas, NV | 2019 | NREL ATB: Commercial Solar | LBL Tracking the Sun | DNV Proprietary Data
NV | Small 1 | Solar PV | Commercial | 36.38 | 1748.4798 | 63609.6938 | 19.96% | 20.8% | 98% | 85.9% | 97.72% | 99.35% | 100% | 1.17 | 25 | 18 | Las Vegas, NV | 2020 | NREL ATB: Commercial Solar | LBL Tracking the Sun | DNV Proprietary Data
NV | Small 1 | Solar PV | Commercial | 32.64 | 1750.8114 | 57146.4851 | 19.99% | 21% | 98% | 85.9% | 97.72% | 99.35% | 100% | 1.17 | 25 | 20 | Las Vegas, NV | 2021 | NREL ATB: Commercial Solar | LBL Tracking the Sun | DNV Proprietary Data
NV | Small 1 | Solar PV | Commercial | 34.1193 | 1751.4636 | 59758.7965 | 19.99% | 21% | 98% | 85.9% | 97.72% | 99.35% | 100% | 1.17 | 25 | 20 | Las Vegas, NV | 2022 | NREL ATB: Commercial Solar | LBL Tracking the Sun | DNV Proprietary Data
NV | Small 2 | Solar PV | Commercial | 100 | 1729.0032 | 172900.3239 | 19.74% | 19.8% | 95.9% | 86% | 97.02% | 99.15% | 100% | 1.17 | 25 | 15 | Las Vegas, NV | 2012 | NREL ATB: Commercial Solar | LBL Tracking the Sun | DNV Proprietary Data
NV | Small 2 | Solar PV | Commercial | 100 | 1731.9955 | 173199.5484 | 19.77% | 19.8% | 96.8% | 86% | 97.2% | 99.2% | 100% | 1.17 | 25 | 15 | Las Vegas, NV | 2013 | NREL ATB: Commercial Solar | LBL Tracking the Sun | DNV Proprietary Data
NV | Small 2 | Solar PV | Commercial | 100 | 1734.2074 | 173420.7411 | 19.8% | 19.8% | 97.5% | 86% | 97.37% | 99.25% | 100% | 1.17 | 25 | 15 | Las Vegas, NV | 2014 | NREL ATB: Commercial Solar | LBL Tracking the Sun | DNV Proprietary Data
NV | Small 2 | Solar PV | Commercial | 100 | 1736.0519 | 173605.1926 | 19.82% | 20% | 98% | 86% | 97.72% | 99.35% | 100% | 1.17 | 25 | 15 | Las Vegas, NV | 2015 | NREL ATB: Commercial Solar | LBL Tracking the Sun | DNV Proprietary Data
NV | Small 2 | Solar PV | Commercial | 100 | 1738.7064 | 173870.6438 | 19.85% | 20% | 98% | 86% | 97.72% | 99.35% | 100% | 1.17 | 25 | 16 | Las Vegas, NV | 2016 | NREL ATB: Commercial Solar | LBL Tracking the Sun | DNV Proprietary Data
NV | Small 2 | Solar PV | Commercial | 100 | 1740.7025 | 174070.2531 | 19.87% | 20.2% | 98% | 86% | 97.72% | 99.35% | 100% | 1.17 | 25 | 17 | Las Vegas, NV | 2017 | NREL ATB: Commercial Solar | LBL Tracking the Sun | DNV Proprietary Data
NV | Small 2 | Solar PV | Commercial | 100 | 1743.1123 | 174311.2294 | 19.9% | 20.2% | 98% | 85.9% | 97.72% | 99.35% | 100% | 1.17 | 25 | 18 | Las Vegas, NV | 2018 | NREL ATB: Commercial Solar | LBL Tracking the Sun | DNV Proprietary Data
NV | Small 2 | Solar PV | Commercial | 100 | 1745.8096 | 174580.9556 | 19.93% | 20.8% | 98% | 85.9% | 97.72% | 99.35% | 100% | 1.17 | 25 | 18 | Las Vegas, NV | 2019 | NREL ATB: Commercial Solar | LBL Tracking the Sun | DNV Proprietary Data
NV | Small 2 | Solar PV | Commercial | 100 | 1748.4798 | 174847.9763 | 19.96% | 20.8% | 98% | 85.9% | 97.72% | 99.35% | 100% | 1.17 | 25 | 18 | Las Vegas, NV | 2020 | NREL ATB: Commercial Solar | LBL Tracking the Sun | DNV Proprietary Data
NV | Small 2 | Solar PV | Commercial | 100 | 1750.8114 | 175081.1431 | 19.99% | 21% | 98% | 85.9% | 97.72% | 99.35% | 100% | 1.17 | 25 | 20 | Las Vegas, NV | 2021 | NREL ATB: Commercial Solar | LBL Tracking the Sun | DNV Proprietary Data
NV | Small 2 | Solar PV | Commercial | 100 | 1750.8114 | 175081.1431 | 19.99% | 21% | 98% | 85.9% | 97.72% | 99.35% | 100% | 1.17 | 25 | 20 | Las Vegas, NV | 2022 | NREL ATB: Commercial Solar | LBL Tracking the Sun | DNV Proprietary Data
NY | Large 2 | Solar PV | Commercial | 1000 | 1276.2715 | 1276271.5225 | 14.57% | 19.8% | 95.9% | 86% | 97.02% | 99.15% | 100% | 1.23 | 25 | 15 | New York, NY | 2012 | NREL ATB: Commercial Solar | LBL Tracking the Sun | DNV Proprietary Data
NY | Large 2 | Solar PV | Commercial | 1000 | 1278.7426 | 1278742.5614 | 14.6% | 19.8% | 96.8% | 86% | 97.2% | 99.2% | 100% | 1.23 | 25 | 15 | New York, NY | 2013 | NREL ATB: Commercial Solar | LBL Tracking the Sun | DNV Proprietary Data
NY | Large 2 | Solar PV | Commercial | 1000 | 1280.9694 | 1280969.4134 | 14.62% | 19.8% | 97.5% | 86% | 97.37% | 99.25% | 100% | 1.23 | 25 | 15 | New York, NY | 2014 | NREL ATB: Commercial Solar | LBL Tracking the Sun | DNV Proprietary Data
NY | Large 2 | Solar PV | Commercial | 1000 | 1282.3597 | 1282359.7053 | 14.64% | 20% | 98% | 86% | 97.72% | 99.35% | 100% | 1.23 | 25 | 15 | New York, NY | 2015 | NREL ATB: Commercial Solar | LBL Tracking the Sun | DNV Proprietary Data
NY | Large 2 | Solar PV | Commercial | 1000 | 1284.3446 | 1284344.6489 | 14.66% | 20% | 98% | 86% | 97.72% | 99.35% | 100% | 1.23 | 25 | 16 | New York, NY | 2016 | NREL ATB: Commercial Solar | LBL Tracking the Sun | DNV Proprietary Data
NY | Large 2 | Solar PV | Commercial | 1000 | 1286.3374 | 1286337.3593 | 14.68% | 20.2% | 98% | 86% | 97.72% | 99.35% | 100% | 1.23 | 25 | 17 | New York, NY | 2017 | NREL ATB: Commercial Solar | LBL Tracking the Sun | DNV Proprietary Data
NY | Large 2 | Solar PV | Commercial | 1000 | 1288.9024 | 1288902.4283 | 14.71% | 20.2% | 98% | 85.9% | 97.72% | 99.35% | 100% | 1.23 | 25 | 18 | New York, NY | 2018 | NREL ATB: Commercial Solar | LBL Tracking the Sun | DNV Proprietary Data
NY | Large 2 | Solar PV | Commercial | 1000 | 1290.7905 | 1290790.4529 | 14.74% | 20.8% | 98% | 85.9% | 97.72% | 99.35% | 100% | 1.23 | 25 | 18 | New York, NY | 2019 | NREL ATB: Commercial Solar | LBL Tracking the Sun | DNV Proprietary Data
NY | Large 2 | Solar PV | Commercial | 1000 | 1292.6598 | 1292659.7982 | 14.76% | 20.8% | 98% | 85.9% | 97.72% | 99.35% | 100% | 1.23 | 25 | 18 | New York, NY | 2020 | NREL ATB: Commercial Solar | LBL Tracking the Sun | DNV Proprietary Data
NY | Large 2 | Solar PV | Commercial | 1000 | 1294.2769 | 1294276.9178 | 14.77% | 21% | 98% | 85.9% | 97.72% | 99.35% | 100% | 1.23 | 25 | 20 | New York, NY | 2021 | NREL ATB: Commercial Solar | LBL Tracking the Sun | DNV Proprietary Data
NY | Large 2 | Solar PV | Commercial | 1000 | 1294.2769 | 1294276.9178 | 14.78% | 21% | 98% | 85.9% | 97.72% | 99.35% | 100% | 1.23 | 25 | 20 | New York, NY | 2022 | NREL ATB: Commercial Solar | LBL Tracking the Sun | DNV Proprietary Data
NY | Large 1 | Solar PV | Commercial | 500 | 1273.3757 | 636687.8256 | 14.54% | 19.8% | 95.9% | 86% | 97.02% | 99.15% | 100% | 1.21 | 25 | 15 | New York, NY | 2012 | NREL ATB: Commercial Solar | LBL Tracking the Sun | DNV Proprietary Data
NY | Large 1 | Solar PV | Commercial | 500 | 1275.3834 | 637691.706 | 14.56% | 19.8% | 96.8% | 86% | 97.2% | 99.2% | 100% | 1.21 | 25 | 15 | New York, NY | 2013 | NREL ATB: Commercial Solar | LBL Tracking the Sun | DNV Proprietary Data
NY | Large 1 | Solar PV | Commercial | 500 | 1276.8526 | 638426.2901 | 14.58% | 19.8% | 97.5% | 86% | 97.37% | 99.25% | 100% | 1.21 | 25 | 15 | New York, NY | 2014 | NREL ATB: Commercial Solar | LBL Tracking the Sun | DNV Proprietary Data
NY | Large 1 | Solar PV | Commercial | 500 | 1278.3581 | 639179.0298 | 14.59% | 20% | 98% | 86% | 97.72% | 99.35% | 100% | 1.21 | 25 | 15 | New York, NY | 2015 | NREL ATB: Commercial Solar | LBL Tracking the Sun | DNV Proprietary Data
NY | Large 1 | Solar PV | Commercial | 500 | 1279.997 | 639998.5241 | 14.61% | 20% | 98% | 86% | 97.72% | 99.35% | 100% | 1.21 | 25 | 16 | New York, NY | 2016 | NREL ATB: Commercial Solar | LBL Tracking the Sun | DNV Proprietary Data
NY | Large 1 | Solar PV | Commercial | 500 | 1282.248 | 641124.0119 | 14.64% | 20.2% | 98% | 86% | 97.72% | 99.35% | 100% | 1.21 | 25 | 17 | New York, NY | 2017 | NREL ATB: Commercial Solar | LBL Tracking the Sun | DNV Proprietary Data
NY | Large 1 | Solar PV | Commercial | 500 | 1284.2598 | 642129.8752 | 14.66% | 20.2% | 98% | 85.9% | 97.72% | 99.35% | 100% | 1.21 | 25 | 18 | New York, NY | 2018 | NREL ATB: Commercial Solar | LBL Tracking the Sun | DNV Proprietary Data
NY | Large 1 | Solar PV | Commercial | 500 | 1286.343 | 643171.4939 | 14.68% | 20.8% | 98% | 85.9% | 97.72% | 99.35% | 100% | 1.21 | 25 | 18 | New York, NY | 2019 | NREL ATB: Commercial Solar | LBL Tracking the Sun | DNV Proprietary Data
NY | Large 1 | Solar PV | Commercial | 500 | 1288.8594 | 644429.697 | 14.71% | 20.8% | 98% | 85.9% | 97.72% | 99.35% | 100% | 1.21 | 25 | 18 | New York, NY | 2020 | NREL ATB: Commercial Solar | LBL Tracking the Sun | DNV Proprietary Data
NY | Large 1 | Solar PV | Commercial | 500 | 1290.6652 | 645332.587 | 14.73% | 21% | 98% | 85.9% | 97.72% | 99.35% | 100% | 1.21 | 25 | 20 | New York, NY | 2021 | NREL ATB: Commercial Solar | LBL Tracking the Sun | DNV Proprietary Data
NY | Large 1 | Solar PV | Commercial | 500 | 1290.6652 | 645332.587 | 14.74% | 21% | 98% | 85.9% | 97.72% | 99.35% | 100% | 1.21 | 25 | 20 | New York, NY | 2022 | NREL ATB: Commercial Solar | LBL Tracking the Sun | DNV Proprietary Data
NY | Medium | Solar PV | Commercial | 250 | 1274.4892 | 318622.2909 | 14.55% | 19.8% | 95.9% | 86% | 97.02% | 99.15% | 100% | 1.21 | 25 | 15 | New York, NY | 2012 | NREL ATB: Commercial Solar | LBL Tracking the Sun | DNV Proprietary Data
NY | Medium | Solar PV | Commercial | 250 | 1275.9141 | 318978.5284 | 14.57% | 19.8% | 96.8% | 86% | 97.2% | 99.2% | 100% | 1.21 | 25 | 15 | New York, NY | 2013 | NREL ATB: Commercial Solar | LBL Tracking the Sun | DNV Proprietary Data
NY | Medium | Solar PV | Commercial | 250 | 1277.8764 | 319469.089 | 14.59% | 19.8% | 97.5% | 86% | 97.37% | 99.25% | 100% | 1.21 | 25 | 15 | New York, NY | 2014 | NREL ATB: Commercial Solar | LBL Tracking the Sun | DNV Proprietary Data
NY | Medium | Solar PV | Commercial | 250 | 1280.2095 | 320052.3673 | 14.61% | 20% | 98% | 86% | 97.72% | 99.35% | 100% | 1.21 | 25 | 15 | New York, NY | 2015 | NREL ATB: Commercial Solar | LBL Tracking the Sun | DNV Proprietary Data
NY | Medium | Solar PV | Commercial | 250 | 1282.1927 | 320548.1778 | 14.64% | 20% | 98% | 86% | 97.72% | 99.35% | 100% | 1.21 | 25 | 16 | New York, NY | 2016 | NREL ATB: Commercial Solar | LBL Tracking the Sun | DNV Proprietary Data
NY | Medium | Solar PV | Commercial | 250 | 1283.9235 | 320980.8729 | 14.66% | 20.2% | 98% | 86% | 97.72% | 99.35% | 100% | 1.21 | 25 | 17 | New York, NY | 2017 | NREL ATB: Commercial Solar | LBL Tracking the Sun | DNV Proprietary Data
NY | Medium | Solar PV | Commercial | 250 | 1285.805 | 321451.2432 | 14.68% | 20.2% | 98% | 85.9% | 97.72% | 99.35% | 100% | 1.21 | 25 | 18 | New York, NY | 2018 | NREL ATB: Commercial Solar | LBL Tracking the Sun | DNV Proprietary Data
NY | Medium | Solar PV | Commercial | 250 | 1287.5375 | 321884.3845 | 14.7% | 20.8% | 98% | 85.9% | 97.72% | 99.35% | 100% | 1.21 | 25 | 18 | New York, NY | 2019 | NREL ATB: Commercial Solar | LBL Tracking the Sun | DNV Proprietary Data
NY | Medium | Solar PV | Commercial | 250 | 1288.918 | 322229.5039 | 14.71% | 20.8% | 98% | 85.9% | 97.72% | 99.35% | 100% | 1.21 | 25 | 18 | New York, NY | 2020 | NREL ATB: Commercial Solar | LBL Tracking the Sun | DNV Proprietary Data
NY | Medium | Solar PV | Commercial | 250 | 1290.6652 | 322666.2935 | 14.73% | 21% | 98% | 85.9% | 97.72% | 99.35% | 100% | 1.21 | 25 | 20 | New York, NY | 2021 | NREL ATB: Commercial Solar | LBL Tracking the Sun | DNV Proprietary Data
NY | Medium | Solar PV | Commercial | 250 | 1290.6652 | 322666.2935 | 14.74% | 21% | 98% | 85.9% | 97.72% | 99.35% | 100% | 1.21 | 25 | 20 | New York, NY | 2022 | NREL ATB: Commercial Solar | LBL Tracking the Sun | DNV Proprietary Data
NY | Small 1 | Solar PV | Commercial | 33.83 | 1271.5913 | 43017.9342 | 14.52% | 19.8% | 95.9% | 86% | 97.02% | 99.15% | 100% | 1.17 | 25 | 15 | New York, NY | 2012 | NREL ATB: Commercial Solar | LBL Tracking the Sun | DNV Proprietary Data
NY | Small 1 | Solar PV | Commercial | 37.4 | 1273.5381 | 47630.3251 | 14.54% | 19.8% | 96.8% | 86% | 97.2% | 99.2% | 100% | 1.17 | 25 | 15 | New York, NY | 2013 | NREL ATB: Commercial Solar | LBL Tracking the Sun | DNV Proprietary Data
NY | Small 1 | Solar PV | Commercial | 34.68 | 1275.4352 | 44232.0918 | 14.56% | 19.8% | 97.5% | 86% | 97.37% | 99.25% | 100% | 1.17 | 25 | 15 | New York, NY | 2014 | NREL ATB: Commercial Solar | LBL Tracking the Sun | DNV Proprietary Data
NY | Small 1 | Solar PV | Commercial | 32.81 | 1277.9597 | 41929.8568 | 14.59% | 20% | 98% | 86% | 97.72% | 99.35% | 100% | 1.17 | 25 | 15 | New York, NY | 2015 | NREL ATB: Commercial Solar | LBL Tracking the Sun | DNV Proprietary Data
NY | Small 1 | Solar PV | Commercial | 33.15 | 1280.0257 | 42432.8514 | 14.61% | 20% | 98% | 86% | 97.72% | 99.35% | 100% | 1.17 | 25 | 16 | New York, NY | 2016 | NREL ATB: Commercial Solar | LBL Tracking the Sun | DNV Proprietary Data
NY | Small 1 | Solar PV | Commercial | 38.76 | 1282.3277 | 49703.022 | 14.64% | 20.2% | 98% | 86% | 97.72% | 99.35% | 100% | 1.17 | 25 | 17 | New York, NY | 2017 | NREL ATB: Commercial Solar | LBL Tracking the Sun | DNV Proprietary Data
NY | Small 1 | Solar PV | Commercial | 39.27 | 1283.898 | 50418.6729 | 14.66% | 20.2% | 98% | 85.9% | 97.72% | 99.35% | 100% | 1.17 | 25 | 18 | New York, NY | 2018 | NREL ATB: Commercial Solar | LBL Tracking the Sun | DNV Proprietary Data
NY | Small 1 | Solar PV | Commercial | 38.25 | 1286.1688 | 49195.9549 | 14.68% | 20.8% | 98% | 85.9% | 97.72% | 99.35% | 100% | 1.17 | 25 | 18 | New York, NY | 2019 | NREL ATB: Commercial Solar | LBL Tracking the Sun | DNV Proprietary Data
NY | Small 1 | Solar PV | Commercial | 36.38 | 1287.7515 | 46848.3986 | 14.7% | 20.8% | 98% | 85.9% | 97.72% | 99.35% | 100% | 1.17 | 25 | 18 | New York, NY | 2020 | NREL ATB: Commercial Solar | LBL Tracking the Sun | DNV Proprietary Data
NY | Small 1 | Solar PV | Commercial | 32.64 | 1290.3104 | 42115.7329 | 14.73% | 21% | 98% | 85.9% | 97.72% | 99.35% | 100% | 1.17 | 25 | 20 | New York, NY | 2021 | NREL ATB: Commercial Solar | LBL Tracking the Sun | DNV Proprietary Data
NY | Small 1 | Solar PV | Commercial | 34.1193 | 1290.7911 | 44040.9503 | 14.74% | 21% | 98% | 85.9% | 97.72% | 99.35% | 100% | 1.17 | 25 | 20 | New York, NY | 2022 | NREL ATB: Commercial Solar | LBL Tracking the Sun | DNV Proprietary Data
NY | Small 2 | Solar PV | Commercial | 100 | 1271.5913 | 127159.1315 | 14.52% | 19.8% | 95.9% | 86% | 97.02% | 99.15% | 100% | 1.17 | 25 | 15 | New York, NY | 2012 | NREL ATB: Commercial Solar | LBL Tracking the Sun | DNV Proprietary Data
NY | Small 2 | Solar PV | Commercial | 100 | 1273.5381 | 127353.8104 | 14.54% | 19.8% | 96.8% | 86% | 97.2% | 99.2% | 100% | 1.17 | 25 | 15 | New York, NY | 2013 | NREL ATB: Commercial Solar | LBL Tracking the Sun | DNV Proprietary Data
NY | Small 2 | Solar PV | Commercial | 100 | 1275.4352 | 127543.5172 | 14.56% | 19.8% | 97.5% | 86% | 97.37% | 99.25% | 100% | 1.17 | 25 | 15 | New York, NY | 2014 | NREL ATB: Commercial Solar | LBL Tracking the Sun | DNV Proprietary Data
NY | Small 2 | Solar PV | Commercial | 100 | 1277.9597 | 127795.967 | 14.59% | 20% | 98% | 86% | 97.72% | 99.35% | 100% | 1.17 | 25 | 15 | New York, NY | 2015 | NREL ATB: Commercial Solar | LBL Tracking the Sun | DNV Proprietary Data
NY | Small 2 | Solar PV | Commercial | 100 | 1280.0257 | 128002.5682 | 14.61% | 20% | 98% | 86% | 97.72% | 99.35% | 100% | 1.17 | 25 | 16 | New York, NY | 2016 | NREL ATB: Commercial Solar | LBL Tracking the Sun | DNV Proprietary Data
NY | Small 2 | Solar PV | Commercial | 100 | 1282.3277 | 128232.7709 | 14.64% | 20.2% | 98% | 86% | 97.72% | 99.35% | 100% | 1.17 | 25 | 17 | New York, NY | 2017 | NREL ATB: Commercial Solar | LBL Tracking the Sun | DNV Proprietary Data
NY | Small 2 | Solar PV | Commercial | 100 | 1283.898 | 128389.796 | 14.66% | 20.2% | 98% | 85.9% | 97.72% | 99.35% | 100% | 1.17 | 25 | 18 | New York, NY | 2018 | NREL ATB: Commercial Solar | LBL Tracking the Sun | DNV Proprietary Data
NY | Small 2 | Solar PV | Commercial | 100 | 1286.1688 | 128616.8754 | 14.68% | 20.8% | 98% | 85.9% | 97.72% | 99.35% | 100% | 1.17 | 25 | 18 | New York, NY | 2019 | NREL ATB: Commercial Solar | LBL Tracking the Sun | DNV Proprietary Data
NY | Small 2 | Solar PV | Commercial | 100 | 1287.7515 | 128775.1474 | 14.7% | 20.8% | 98% | 85.9% | 97.72% | 99.35% | 100% | 1.17 | 25 | 18 | New York, NY | 2020 | NREL ATB: Commercial Solar | LBL Tracking the Sun | DNV Proprietary Data
NY | Small 2 | Solar PV | Commercial | 100 | 1290.3104 | 129031.0444 | 14.73% | 21% | 98% | 85.9% | 97.72% | 99.35% | 100% | 1.17 | 25 | 20 | New York, NY | 2021 | NREL ATB: Commercial Solar | LBL Tracking the Sun | DNV Proprietary Data
NY | Small 2 | Solar PV | Commercial | 100 | 1290.3104 | 129031.0444 | 14.74% | 21% | 98% | 85.9% | 97.72% | 99.35% | 100% | 1.17 | 25 | 20 | New York, NY | 2022 | NREL ATB: Commercial Solar | LBL Tracking the Sun | DNV Proprietary Data
OH | Large 2 | Solar PV | Commercial | 1000 | 1286.8025 | 1286802.488 | 14.69% | 19.8% | 95.9% | 86% | 97.02% | 99.15% | 100% | 1.23 | 25 | 15 | Columbus, OH | 2012 | NREL ATB: Commercial Solar | LBL Tracking the Sun | DNV Proprietary Data
OH | Large 2 | Solar PV | Commercial | 1000 | 1288.4565 | 1288456.4713 | 14.71% | 19.8% | 96.8% | 86% | 97.2% | 99.2% | 100% | 1.23 | 25 | 15 | Columbus, OH | 2013 | NREL ATB: Commercial Solar | LBL Tracking the Sun | DNV Proprietary Data
OH | Large 2 | Solar PV | Commercial | 1000 | 1290.3425 | 1290342.5274 | 14.73% | 19.8% | 97.5% | 86% | 97.37% | 99.25% | 100% | 1.23 | 25 | 15 | Columbus, OH | 2014 | NREL ATB: Commercial Solar | LBL Tracking the Sun | DNV Proprietary Data
OH | Large 2 | Solar PV | Commercial | 1000 | 1292.4625 | 1292462.524 | 14.75% | 20% | 98% | 86% | 97.72% | 99.35% | 100% | 1.23 | 25 | 15 | Columbus, OH | 2015 | NREL ATB: Commercial Solar | LBL Tracking the Sun | DNV Proprietary Data
OH | Large 2 | Solar PV | Commercial | 1000 | 1294.4804 | 1294480.4441 | 14.78% | 20% | 98% | 86% | 97.72% | 99.35% | 100% | 1.23 | 25 | 16 | Columbus, OH | 2016 | NREL ATB: Commercial Solar | LBL Tracking the Sun | DNV Proprietary Data
OH | Large 2 | Solar PV | Commercial | 1000 | 1296.775 | 1296775.0084 | 14.8% | 20.2% | 98% | 86% | 97.72% | 99.35% | 100% | 1.23 | 25 | 17 | Columbus, OH | 2017 | NREL ATB: Commercial Solar | LBL Tracking the Sun | DNV Proprietary Data
OH | Large 2 | Solar PV | Commercial | 1000 | 1299.0077 | 1299007.6512 | 14.83% | 20.2% | 98% | 85.9% | 97.72% | 99.35% | 100% | 1.23 | 25 | 18 | Columbus, OH | 2018 | NREL ATB: Commercial Solar | LBL Tracking the Sun | DNV Proprietary Data
OH | Large 2 | Solar PV | Commercial | 1000 | 1300.8753 | 1300875.2649 | 14.85% | 20.8% | 98% | 85.9% | 97.72% | 99.35% | 100% | 1.23 | 25 | 18 | Columbus, OH | 2019 | NREL ATB: Commercial Solar | LBL Tracking the Sun | DNV Proprietary Data
OH | Large 2 | Solar PV | Commercial | 1000 | 1302.6157 | 1302615.7207 | 14.87% | 20.8% | 98% | 85.9% | 97.72% | 99.35% | 100% | 1.23 | 25 | 18 | Columbus, OH | 2020 | NREL ATB: Commercial Solar | LBL Tracking the Sun | DNV Proprietary Data
OH | Large 2 | Solar PV | Commercial | 1000 | 1304.2273 | 1304227.2752 | 14.89% | 21% | 98% | 85.9% | 97.72% | 99.35% | 100% | 1.23 | 25 | 20 | Columbus, OH | 2021 | NREL ATB: Commercial Solar | LBL Tracking the Sun | DNV Proprietary Data
OH | Large 2 | Solar PV | Commercial | 1000 | 1304.2273 | 1304227.2752 | 14.89% | 21% | 98% | 85.9% | 97.72% | 99.35% | 100% | 1.23 | 25 | 20 | Columbus, OH | 2022 | NREL ATB: Commercial Solar | LBL Tracking the Sun | DNV Proprietary Data
OH | Large 1 | Solar PV | Commercial | 500 | 1284.832 | 642415.9797 | 14.67% | 19.8% | 95.9% | 86% | 97.02% | 99.15% | 100% | 1.21 | 25 | 15 | Columbus, OH | 2012 | NREL ATB: Commercial Solar | LBL Tracking the Sun | DNV Proprietary Data
OH | Large 1 | Solar PV | Commercial | 500 | 1286.957 | 643478.5013 | 14.69% | 19.8% | 96.8% | 86% | 97.2% | 99.2% | 100% | 1.21 | 25 | 15 | Columbus, OH | 2013 | NREL ATB: Commercial Solar | LBL Tracking the Sun | DNV Proprietary Data
OH | Large 1 | Solar PV | Commercial | 500 | 1289.4962 | 644748.1082 | 14.72% | 19.8% | 97.5% | 86% | 97.37% | 99.25% | 100% | 1.21 | 25 | 15 | Columbus, OH | 2014 | NREL ATB: Commercial Solar | LBL Tracking the Sun | DNV Proprietary Data
OH | Large 1 | Solar PV | Commercial | 500 | 1290.7877 | 645393.8452 | 14.74% | 20% | 98% | 86% | 97.72% | 99.35% | 100% | 1.21 | 25 | 15 | Columbus, OH | 2015 | NREL ATB: Commercial Solar | LBL Tracking the Sun | DNV Proprietary Data
OH | Large 1 | Solar PV | Commercial | 500 | 1292.8438 | 646421.92 | 14.76% | 20% | 98% | 86% | 97.72% | 99.35% | 100% | 1.21 | 25 | 16 | Columbus, OH | 2016 | NREL ATB: Commercial Solar | LBL Tracking the Sun | DNV Proprietary Data
OH | Large 1 | Solar PV | Commercial | 500 | 1294.3515 | 647175.7629 | 14.78% | 20.2% | 98% | 86% | 97.72% | 99.35% | 100% | 1.21 | 25 | 17 | Columbus, OH | 2017 | NREL ATB: Commercial Solar | LBL Tracking the Sun | DNV Proprietary Data
OH | Large 1 | Solar PV | Commercial | 500 | 1296.3076 | 648153.8239 | 14.8% | 20.2% | 98% | 85.9% | 97.72% | 99.35% | 100% | 1.21 | 25 | 18 | Columbus, OH | 2018 | NREL ATB: Commercial Solar | LBL Tracking the Sun | DNV Proprietary Data
OH | Large 1 | Solar PV | Commercial | 500 | 1297.7165 | 648858.2292 | 14.81% | 20.8% | 98% | 85.9% | 97.72% | 99.35% | 100% | 1.21 | 25 | 18 | Columbus, OH | 2019 | NREL ATB: Commercial Solar | LBL Tracking the Sun | DNV Proprietary Data
OH | Large 1 | Solar PV | Commercial | 500 | 1299.2537 | 649626.8436 | 14.83% | 20.8% | 98% | 85.9% | 97.72% | 99.35% | 100% | 1.21 | 25 | 18 | Columbus, OH | 2020 | NREL ATB: Commercial Solar | LBL Tracking the Sun | DNV Proprietary Data
OH | Large 1 | Solar PV | Commercial | 500 | 1300.8872 | 650443.5925 | 14.85% | 21% | 98% | 85.9% | 97.72% | 99.35% | 100% | 1.21 | 25 | 20 | Columbus, OH | 2021 | NREL ATB: Commercial Solar | LBL Tracking the Sun | DNV Proprietary Data
OH | Large 1 | Solar PV | Commercial | 500 | 1300.8872 | 650443.5925 | 14.86% | 21% | 98% | 85.9% | 97.72% | 99.35% | 100% | 1.21 | 25 | 20 | Columbus, OH | 2022 | NREL ATB: Commercial Solar | LBL Tracking the Sun | DNV Proprietary Data
OH | Medium | Solar PV | Commercial | 250 | 1284.5204 | 321130.0922 | 14.66% | 19.8% | 95.9% | 86% | 97.02% | 99.15% | 100% | 1.21 | 25 | 15 | Columbus, OH | 2012 | NREL ATB: Commercial Solar | LBL Tracking the Sun | DNV Proprietary Data
OH | Medium | Solar PV | Commercial | 250 | 1285.8128 | 321453.1892 | 14.68% | 19.8% | 96.8% | 86% | 97.2% | 99.2% | 100% | 1.21 | 25 | 15 | Columbus, OH | 2013 | NREL ATB: Commercial Solar | LBL Tracking the Sun | DNV Proprietary Data
OH | Medium | Solar PV | Commercial | 250 | 1288.1136 | 322028.3966 | 14.7% | 19.8% | 97.5% | 86% | 97.37% | 99.25% | 100% | 1.21 | 25 | 15 | Columbus, OH | 2014 | NREL ATB: Commercial Solar | LBL Tracking the Sun | DNV Proprietary Data
OH | Medium | Solar PV | Commercial | 250 | 1289.5408 | 322385.2088 | 14.72% | 20% | 98% | 86% | 97.72% | 99.35% | 100% | 1.21 | 25 | 15 | Columbus, OH | 2015 | NREL ATB: Commercial Solar | LBL Tracking the Sun | DNV Proprietary Data
OH | Medium | Solar PV | Commercial | 250 | 1291.2651 | 322816.285 | 14.74% | 20% | 98% | 86% | 97.72% | 99.35% | 100% | 1.21 | 25 | 16 | Columbus, OH | 2016 | NREL ATB: Commercial Solar | LBL Tracking the Sun | DNV Proprietary Data
OH | Medium | Solar PV | Commercial | 250 | 1293.7339 | 323433.4863 | 14.77% | 20.2% | 98% | 86% | 97.72% | 99.35% | 100% | 1.21 | 25 | 17 | Columbus, OH | 2017 | NREL ATB: Commercial Solar | LBL Tracking the Sun | DNV Proprietary Data
OH | Medium | Solar PV | Commercial | 250 | 1295.3704 | 323842.6057 | 14.79% | 20.2% | 98% | 85.9% | 97.72% | 99.35% | 100% | 1.21 | 25 | 18 | Columbus, OH | 2018 | NREL ATB: Commercial Solar | LBL Tracking the Sun | DNV Proprietary Data
OH | Medium | Solar PV | Commercial | 250 | 1297.6341 | 324408.5336 | 14.81% | 20.8% | 98% | 85.9% | 97.72% | 99.35% | 100% | 1.21 | 25 | 18 | Columbus, OH | 2019 | NREL ATB: Commercial Solar | LBL Tracking the Sun | DNV Proprietary Data
OH | Medium | Solar PV | Commercial | 250 | 1299.1043 | 324776.081 | 14.83% | 20.8% | 98% | 85.9% | 97.72% | 99.35% | 100% | 1.21 | 25 | 18 | Columbus, OH | 2020 | NREL ATB: Commercial Solar | LBL Tracking the Sun | DNV Proprietary Data
OH | Medium | Solar PV | Commercial | 250 | 1300.8872 | 325221.7962 | 14.85% | 21% | 98% | 85.9% | 97.72% | 99.35% | 100% | 1.21 | 25 | 20 | Columbus, OH | 2021 | NREL ATB: Commercial Solar | LBL Tracking the Sun | DNV Proprietary Data
OH | Medium | Solar PV | Commercial | 250 | 1300.8872 | 325221.7962 | 14.86% | 21% | 98% | 85.9% | 97.72% | 99.35% | 100% | 1.21 | 25 | 20 | Columbus, OH | 2022 | NREL ATB: Commercial Solar | LBL Tracking the Sun | DNV Proprietary Data
OH | Small 1 | Solar PV | Commercial | 33.83 | 1281.838 | 43364.5812 | 14.63% | 19.8% | 95.9% | 86% | 97.02% | 99.15% | 100% | 1.17 | 25 | 15 | Columbus, OH | 2012 | NREL ATB: Commercial Solar | LBL Tracking the Sun | DNV Proprietary Data
OH | Small 1 | Solar PV | Commercial | 37.4 | 1283.7656 | 48012.8348 | 14.65% | 19.8% | 96.8% | 86% | 97.2% | 99.2% | 100% | 1.17 | 25 | 15 | Columbus, OH | 2013 | NREL ATB: Commercial Solar | LBL Tracking the Sun | DNV Proprietary Data
OH | Small 1 | Solar PV | Commercial | 34.68 | 1286.3256 | 44609.7726 | 14.68% | 19.8% | 97.5% | 86% | 97.37% | 99.25% | 100% | 1.17 | 25 | 15 | Columbus, OH | 2014 | NREL ATB: Commercial Solar | LBL Tracking the Sun | DNV Proprietary Data
OH | Small 1 | Solar PV | Commercial | 32.81 | 1288.6336 | 42280.0682 | 14.71% | 20% | 98% | 86% | 97.72% | 99.35% | 100% | 1.17 | 25 | 15 | Columbus, OH | 2015 | NREL ATB: Commercial Solar | LBL Tracking the Sun | DNV Proprietary Data
OH | Small 1 | Solar PV | Commercial | 33.15 | 1290.1385 | 42768.0929 | 14.73% | 20% | 98% | 86% | 97.72% | 99.35% | 100% | 1.17 | 25 | 16 | Columbus, OH | 2016 | NREL ATB: Commercial Solar | LBL Tracking the Sun | DNV Proprietary Data
OH | Small 1 | Solar PV | Commercial | 38.76 | 1292.7159 | 50105.6695 | 14.76% | 20.2% | 98% | 86% | 97.72% | 99.35% | 100% | 1.17 | 25 | 17 | Columbus, OH | 2017 | NREL ATB: Commercial Solar | LBL Tracking the Sun | DNV Proprietary Data
OH | Small 1 | Solar PV | Commercial | 39.27 | 1295.1202 | 50859.3693 | 14.78% | 20.2% | 98% | 85.9% | 97.72% | 99.35% | 100% | 1.17 | 25 | 18 | Columbus, OH | 2018 | NREL ATB: Commercial Solar | LBL Tracking the Sun | DNV Proprietary Data
OH | Small 1 | Solar PV | Commercial | 38.25 | 1297.3125 | 49622.2028 | 14.81% | 20.8% | 98% | 85.9% | 97.72% | 99.35% | 100% | 1.17 | 25 | 18 | Columbus, OH | 2019 | NREL ATB: Commercial Solar | LBL Tracking the Sun | DNV Proprietary Data
OH | Small 1 | Solar PV | Commercial | 36.38 | 1299.0236 | 47258.4775 | 14.83% | 20.8% | 98% | 85.9% | 97.72% | 99.35% | 100% | 1.17 | 25 | 18 | Columbus, OH | 2020 | NREL ATB: Commercial Solar | LBL Tracking the Sun | DNV Proprietary Data
OH | Small 1 | Solar PV | Commercial | 32.64 | 1300.4262 | 42445.9108 | 14.85% | 21% | 98% | 85.9% | 97.72% | 99.35% | 100% | 1.17 | 25 | 20 | Columbus, OH | 2021 | NREL ATB: Commercial Solar | LBL Tracking the Sun | DNV Proprietary Data
OH | Small 1 | Solar PV | Commercial | 34.1193 | 1300.9106 | 44386.2214 | 14.85% | 21% | 98% | 85.9% | 97.72% | 99.35% | 100% | 1.17 | 25 | 20 | Columbus, OH | 2022 | NREL ATB: Commercial Solar | LBL Tracking the Sun | DNV Proprietary Data
OH | Small 2 | Solar PV | Commercial | 100 | 1281.838 | 128183.8048 | 14.63% | 19.8% | 95.9% | 86% | 97.02% | 99.15% | 100% | 1.17 | 25 | 15 | Columbus, OH | 2012 | NREL ATB: Commercial Solar | LBL Tracking the Sun | DNV Proprietary Data
OH | Small 2 | Solar PV | Commercial | 100 | 1283.7656 | 128376.5635 | 14.65% | 19.8% | 96.8% | 86% | 97.2% | 99.2% | 100% | 1.17 | 25 | 15 | Columbus, OH | 2013 | NREL ATB: Commercial Solar | LBL Tracking the Sun | DNV Proprietary Data
OH | Small 2 | Solar PV | Commercial | 100 | 1286.3256 | 128632.5623 | 14.68% | 19.8% | 97.5% | 86% | 97.37% | 99.25% | 100% | 1.17 | 25 | 15 | Columbus, OH | 2014 | NREL ATB: Commercial Solar | LBL Tracking the Sun | DNV Proprietary Data
OH | Small 2 | Solar PV | Commercial | 100 | 1288.6336 | 128863.3595 | 14.71% | 20% | 98% | 86% | 97.72% | 99.35% | 100% | 1.17 | 25 | 15 | Columbus, OH | 2015 | NREL ATB: Commercial Solar | LBL Tracking the Sun | DNV Proprietary Data
OH | Small 2 | Solar PV | Commercial | 100 | 1290.1385 | 129013.8548 | 14.73% | 20% | 98% | 86% | 97.72% | 99.35% | 100% | 1.17 | 25 | 16 | Columbus, OH | 2016 | NREL ATB: Commercial Solar | LBL Tracking the Sun | DNV Proprietary Data
OH | Small 2 | Solar PV | Commercial | 100 | 1292.7159 | 129271.5932 | 14.76% | 20.2% | 98% | 86% | 97.72% | 99.35% | 100% | 1.17 | 25 | 17 | Columbus, OH | 2017 | NREL ATB: Commercial Solar | LBL Tracking the Sun | DNV Proprietary Data
OH | Small 2 | Solar PV | Commercial | 100 | 1295.1202 | 129512.0176 | 14.78% | 20.2% | 98% | 85.9% | 97.72% | 99.35% | 100% | 1.17 | 25 | 18 | Columbus, OH | 2018 | NREL ATB: Commercial Solar | LBL Tracking the Sun | DNV Proprietary Data
OH | Small 2 | Solar PV | Commercial | 100 | 1297.3125 | 129731.2491 | 14.81% | 20.8% | 98% | 85.9% | 97.72% | 99.35% | 100% | 1.17 | 25 | 18 | Columbus, OH | 2019 | NREL ATB: Commercial Solar | LBL Tracking the Sun | DNV Proprietary Data
OH | Small 2 | Solar PV | Commercial | 100 | 1299.0236 | 129902.357 | 14.83% | 20.8% | 98% | 85.9% | 97.72% | 99.35% | 100% | 1.17 | 25 | 18 | Columbus, OH | 2020 | NREL ATB: Commercial Solar | LBL Tracking the Sun | DNV Proprietary Data
OH | Small 2 | Solar PV | Commercial | 100 | 1300.4262 | 130042.6187 | 14.85% | 21% | 98% | 85.9% | 97.72% | 99.35% | 100% | 1.17 | 25 | 20 | Columbus, OH | 2021 | NREL ATB: Commercial Solar | LBL Tracking the Sun | DNV Proprietary Data
OH | Small 2 | Solar PV | Commercial | 100 | 1300.4262 | 130042.6187 | 14.85% | 21% | 98% | 85.9% | 97.72% | 99.35% | 100% | 1.17 | 25 | 20 | Columbus, OH | 2022 | NREL ATB: Commercial Solar | LBL Tracking the Sun | DNV Proprietary Data
OK | Large 2 | Solar PV | Commercial | 1000 | 1544.2569 | 1544256.9444 | 17.63% | 19.8% | 95.9% | 86% | 97.02% | 99.15% | 100% | 1.23 | 25 | 15 | Tulsa, OK | 2012 | NREL ATB: Commercial Solar | LBL Tracking the Sun | DNV Proprietary Data
OK | Large 2 | Solar PV | Commercial | 1000 | 1547.0497 | 1547049.7471 | 17.66% | 19.8% | 96.8% | 86% | 97.2% | 99.2% | 100% | 1.23 | 25 | 15 | Tulsa, OK | 2013 | NREL ATB: Commercial Solar | LBL Tracking the Sun | DNV Proprietary Data
OK | Large 2 | Solar PV | Commercial | 1000 | 1549.7646 | 1549764.6034 | 17.69% | 19.8% | 97.5% | 86% | 97.37% | 99.25% | 100% | 1.23 | 25 | 15 | Tulsa, OK | 2014 | NREL ATB: Commercial Solar | LBL Tracking the Sun | DNV Proprietary Data
OK | Large 2 | Solar PV | Commercial | 1000 | 1552.602 | 1552602.0434 | 17.72% | 20% | 98% | 86% | 97.72% | 99.35% | 100% | 1.23 | 25 | 15 | Tulsa, OK | 2015 | NREL ATB: Commercial Solar | LBL Tracking the Sun | DNV Proprietary Data
OK | Large 2 | Solar PV | Commercial | 1000 | 1555.368 | 1555368.0445 | 17.76% | 20% | 98% | 86% | 97.72% | 99.35% | 100% | 1.23 | 25 | 16 | Tulsa, OK | 2016 | NREL ATB: Commercial Solar | LBL Tracking the Sun | DNV Proprietary Data
OK | Large 2 | Solar PV | Commercial | 1000 | 1558.0575 | 1558057.4548 | 17.79% | 20.2% | 98% | 86% | 97.72% | 99.35% | 100% | 1.23 | 25 | 17 | Tulsa, OK | 2017 | NREL ATB: Commercial Solar | LBL Tracking the Sun | DNV Proprietary Data
OK | Large 2 | Solar PV | Commercial | 1000 | 1561.133 | 1561132.9697 | 17.82% | 20.2% | 98% | 85.9% | 97.72% | 99.35% | 100% | 1.23 | 25 | 18 | Tulsa, OK | 2018 | NREL ATB: Commercial Solar | LBL Tracking the Sun | DNV Proprietary Data
OK | Large 2 | Solar PV | Commercial | 1000 | 1563.1049 | 1563104.9035 | 17.84% | 20.8% | 98% | 85.9% | 97.72% | 99.35% | 100% | 1.23 | 25 | 18 | Tulsa, OK | 2019 | NREL ATB: Commercial Solar | LBL Tracking the Sun | DNV Proprietary Data
OK | Large 2 | Solar PV | Commercial | 1000 | 1565.3895 | 1565389.4652 | 17.87% | 20.8% | 98% | 85.9% | 97.72% | 99.35% | 100% | 1.23 | 25 | 18 | Tulsa, OK | 2020 | NREL ATB: Commercial Solar | LBL Tracking the Sun | DNV Proprietary Data
OK | Large 2 | Solar PV | Commercial | 1000 | 1568.2033 | 1568203.2732 | 17.9% | 21% | 98% | 85.9% | 97.72% | 99.35% | 100% | 1.23 | 25 | 20 | Tulsa, OK | 2021 | NREL ATB: Commercial Solar | LBL Tracking the Sun | DNV Proprietary Data
OK | Large 2 | Solar PV | Commercial | 1000 | 1568.2033 | 1568203.2732 | 17.91% | 21% | 98% | 85.9% | 97.72% | 99.35% | 100% | 1.23 | 25 | 20 | Tulsa, OK | 2022 | NREL ATB: Commercial Solar | LBL Tracking the Sun | DNV Proprietary Data
OK | Large 1 | Solar PV | Commercial | 500 | 1539.6445 | 769822.2516 | 17.58% | 19.8% | 95.9% | 86% | 97.02% | 99.15% | 100% | 1.21 | 25 | 15 | Tulsa, OK | 2012 | NREL ATB: Commercial Solar | LBL Tracking the Sun | DNV Proprietary Data
OK | Large 1 | Solar PV | Commercial | 500 | 1542.2465 | 771123.244 | 17.61% | 19.8% | 96.8% | 86% | 97.2% | 99.2% | 100% | 1.21 | 25 | 15 | Tulsa, OK | 2013 | NREL ATB: Commercial Solar | LBL Tracking the Sun | DNV Proprietary Data
OK | Large 1 | Solar PV | Commercial | 500 | 1545.3112 | 772655.6102 | 17.64% | 19.8% | 97.5% | 86% | 97.37% | 99.25% | 100% | 1.21 | 25 | 15 | Tulsa, OK | 2014 | NREL ATB: Commercial Solar | LBL Tracking the Sun | DNV Proprietary Data
OK | Large 1 | Solar PV | Commercial | 500 | 1547.5868 | 773793.3918 | 17.67% | 20% | 98% | 86% | 97.72% | 99.35% | 100% | 1.21 | 25 | 15 | Tulsa, OK | 2015 | NREL ATB: Commercial Solar | LBL Tracking the Sun | DNV Proprietary Data
OK | Large 1 | Solar PV | Commercial | 500 | 1550.5433 | 775271.6658 | 17.7% | 20% | 98% | 86% | 97.72% | 99.35% | 100% | 1.21 | 25 | 16 | Tulsa, OK | 2016 | NREL ATB: Commercial Solar | LBL Tracking the Sun | DNV Proprietary Data
OK | Large 1 | Solar PV | Commercial | 500 | 1552.9988 | 776499.4156 | 17.73% | 20.2% | 98% | 86% | 97.72% | 99.35% | 100% | 1.21 | 25 | 17 | Tulsa, OK | 2017 | NREL ATB: Commercial Solar | LBL Tracking the Sun | DNV Proprietary Data
OK | Large 1 | Solar PV | Commercial | 500 | 1555.8755 | 777937.7521 | 17.76% | 20.2% | 98% | 85.9% | 97.72% | 99.35% | 100% | 1.21 | 25 | 18 | Tulsa, OK | 2018 | NREL ATB: Commercial Solar | LBL Tracking the Sun | DNV Proprietary Data
OK | Large 1 | Solar PV | Commercial | 500 | 1557.4722 | 778736.0776 | 17.78% | 20.8% | 98% | 85.9% | 97.72% | 99.35% | 100% | 1.21 | 25 | 18 | Tulsa, OK | 2019 | NREL ATB: Commercial Solar | LBL Tracking the Sun | DNV Proprietary Data
OK | Large 1 | Solar PV | Commercial | 500 | 1560.4543 | 780227.1407 | 17.81% | 20.8% | 98% | 85.9% | 97.72% | 99.35% | 100% | 1.21 | 25 | 18 | Tulsa, OK | 2020 | NREL ATB: Commercial Solar | LBL Tracking the Sun | DNV Proprietary Data
OK | Large 1 | Solar PV | Commercial | 500 | 1562.314 | 781157.0236 | 17.83% | 21% | 98% | 85.9% | 97.72% | 99.35% | 100% | 1.21 | 25 | 20 | Tulsa, OK | 2021 | NREL ATB: Commercial Solar | LBL Tracking the Sun | DNV Proprietary Data
OK | Large 1 | Solar PV | Commercial | 500 | 1562.314 | 781157.0236 | 17.84% | 21% | 98% | 85.9% | 97.72% | 99.35% | 100% | 1.21 | 25 | 20 | Tulsa, OK | 2022 | NREL ATB: Commercial Solar | LBL Tracking the Sun | DNV Proprietary Data
OK | Medium | Solar PV | Commercial | 250 | 1540.1811 | 385045.2674 | 17.58% | 19.8% | 95.9% | 86% | 97.02% | 99.15% | 100% | 1.21 | 25 | 15 | Tulsa, OK | 2012 | NREL ATB: Commercial Solar | LBL Tracking the Sun | DNV Proprietary Data
OK | Medium | Solar PV | Commercial | 250 | 1543.0312 | 385757.8025 | 17.61% | 19.8% | 96.8% | 86% | 97.2% | 99.2% | 100% | 1.21 | 25 | 15 | Tulsa, OK | 2013 | NREL ATB: Commercial Solar | LBL Tracking the Sun | DNV Proprietary Data
OK | Medium | Solar PV | Commercial | 250 | 1546.0196 | 386504.8976 | 17.65% | 19.8% | 97.5% | 86% | 97.37% | 99.25% | 100% | 1.21 | 25 | 15 | Tulsa, OK | 2014 | NREL ATB: Commercial Solar | LBL Tracking the Sun | DNV Proprietary Data
OK | Medium | Solar PV | Commercial | 250 | 1547.8017 | 386950.4271 | 17.67% | 20% | 98% | 86% | 97.72% | 99.35% | 100% | 1.21 | 25 | 15 | Tulsa, OK | 2015 | NREL ATB: Commercial Solar | LBL Tracking the Sun | DNV Proprietary Data
OK | Medium | Solar PV | Commercial | 250 | 1550.0618 | 387515.4441 | 17.69% | 20% | 98% | 86% | 97.72% | 99.35% | 100% | 1.21 | 25 | 16 | Tulsa, OK | 2016 | NREL ATB: Commercial Solar | LBL Tracking the Sun | DNV Proprietary Data
OK | Medium | Solar PV | Commercial | 250 | 1552.8959 | 388223.974 | 17.73% | 20.2% | 98% | 86% | 97.72% | 99.35% | 100% | 1.21 | 25 | 17 | Tulsa, OK | 2017 | NREL ATB: Commercial Solar | LBL Tracking the Sun | DNV Proprietary Data
OK | Medium | Solar PV | Commercial | 250 | 1555.0616 | 388765.4005 | 17.75% | 20.2% | 98% | 85.9% | 97.72% | 99.35% | 100% | 1.21 | 25 | 18 | Tulsa, OK | 2018 | NREL ATB: Commercial Solar | LBL Tracking the Sun | DNV Proprietary Data
OK | Medium | Solar PV | Commercial | 250 | 1557.8209 | 389455.2371 | 17.78% | 20.8% | 98% | 85.9% | 97.72% | 99.35% | 100% | 1.21 | 25 | 18 | Tulsa, OK | 2019 | NREL ATB: Commercial Solar | LBL Tracking the Sun | DNV Proprietary Data
OK | Medium | Solar PV | Commercial | 250 | 1559.9884 | 389997.1012 | 17.81% | 20.8% | 98% | 85.9% | 97.72% | 99.35% | 100% | 1.21 | 25 | 18 | Tulsa, OK | 2020 | NREL ATB: Commercial Solar | LBL Tracking the Sun | DNV Proprietary Data
OK | Medium | Solar PV | Commercial | 250 | 1562.314 | 390578.5118 | 17.83% | 21% | 98% | 85.9% | 97.72% | 99.35% | 100% | 1.21 | 25 | 20 | Tulsa, OK | 2021 | NREL ATB: Commercial Solar | LBL Tracking the Sun | DNV Proprietary Data
OK | Medium | Solar PV | Commercial | 250 | 1562.314 | 390578.5118 | 17.84% | 21% | 98% | 85.9% | 97.72% | 99.35% | 100% | 1.21 | 25 | 20 | Tulsa, OK | 2022 | NREL ATB: Commercial Solar | LBL Tracking the Sun | DNV Proprietary Data
OK | Small 1 | Solar PV | Commercial | 33.83 | 1459.8998 | 49388.4111 | 16.67% | 19.8% | 95.9% | 86% | 97.02% | 99.15% | 100% | 1.17 | 25 | 15 | Tulsa, OK | 2012 | NREL ATB: Commercial Solar | LBL Tracking the Sun | DNV Proprietary Data
OK | Small 1 | Solar PV | Commercial | 37.4 | 1461.7646 | 54669.9949 | 16.69% | 19.8% | 96.8% | 86% | 97.2% | 99.2% | 100% | 1.17 | 25 | 15 | Tulsa, OK | 2013 | NREL ATB: Commercial Solar | LBL Tracking the Sun | DNV Proprietary Data
OK | Small 1 | Solar PV | Commercial | 34.68 | 1463.94 | 50769.4399 | 16.71% | 19.8% | 97.5% | 86% | 97.37% | 99.25% | 100% | 1.17 | 25 | 15 | Tulsa, OK | 2014 | NREL ATB: Commercial Solar | LBL Tracking the Sun | DNV Proprietary Data
OK | Small 1 | Solar PV | Commercial | 32.81 | 1466.8612 | 48127.7146 | 16.74% | 20% | 98% | 86% | 97.72% | 99.35% | 100% | 1.17 | 25 | 15 | Tulsa, OK | 2015 | NREL ATB: Commercial Solar | LBL Tracking the Sun | DNV Proprietary Data
OK | Small 1 | Solar PV | Commercial | 33.15 | 1468.9306 | 48695.0489 | 16.77% | 20% | 98% | 86% | 97.72% | 99.35% | 100% | 1.17 | 25 | 16 | Tulsa, OK | 2016 | NREL ATB: Commercial Solar | LBL Tracking the Sun | DNV Proprietary Data
OK | Small 1 | Solar PV | Commercial | 38.76 | 1470.6008 | 57000.4865 | 16.79% | 20.2% | 98% | 86% | 97.72% | 99.35% | 100% | 1.17 | 25 | 17 | Tulsa, OK | 2017 | NREL ATB: Commercial Solar | LBL Tracking the Sun | DNV Proprietary Data
OK | Small 1 | Solar PV | Commercial | 39.27 | 1472.8689 | 57839.5607 | 16.81% | 20.2% | 98% | 85.9% | 97.72% | 99.35% | 100% | 1.17 | 25 | 18 | Tulsa, OK | 2018 | NREL ATB: Commercial Solar | LBL Tracking the Sun | DNV Proprietary Data
OK | Small 1 | Solar PV | Commercial | 38.25 | 1475.473 | 56436.8406 | 16.84% | 20.8% | 98% | 85.9% | 97.72% | 99.35% | 100% | 1.17 | 25 | 18 | Tulsa, OK | 2019 | NREL ATB: Commercial Solar | LBL Tracking the Sun | DNV Proprietary Data
OK | Small 1 | Solar PV | Commercial | 36.38 | 1477.0186 | 53733.9369 | 16.86% | 20.8% | 98% | 85.9% | 97.72% | 99.35% | 100% | 1.17 | 25 | 18 | Tulsa, OK | 2020 | NREL ATB: Commercial Solar | LBL Tracking the Sun | DNV Proprietary Data
OK | Small 1 | Solar PV | Commercial | 32.64 | 1479.7782 | 48299.9591 | 16.89% | 21% | 98% | 85.9% | 97.72% | 99.35% | 100% | 1.17 | 25 | 20 | Tulsa, OK | 2021 | NREL ATB: Commercial Solar | LBL Tracking the Sun | DNV Proprietary Data
OK | Small 1 | Solar PV | Commercial | 34.1193 | 1480.3294 | 50507.8732 | 16.9% | 21% | 98% | 85.9% | 97.72% | 99.35% | 100% | 1.17 | 25 | 20 | Tulsa, OK | 2022 | NREL ATB: Commercial Solar | LBL Tracking the Sun | DNV Proprietary Data
OK | Small 2 | Solar PV | Commercial | 100 | 1459.8998 | 145989.9825 | 16.67% | 19.8% | 95.9% | 86% | 97.02% | 99.15% | 100% | 1.17 | 25 | 15 | Tulsa, OK | 2012 | NREL ATB: Commercial Solar | LBL Tracking the Sun | DNV Proprietary Data
OK | Small 2 | Solar PV | Commercial | 100 | 1461.7646 | 146176.4569 | 16.69% | 19.8% | 96.8% | 86% | 97.2% | 99.2% | 100% | 1.17 | 25 | 15 | Tulsa, OK | 2013 | NREL ATB: Commercial Solar | LBL Tracking the Sun | DNV Proprietary Data
OK | Small 2 | Solar PV | Commercial | 100 | 1463.94 | 146394.0019 | 16.71% | 19.8% | 97.5% | 86% | 97.37% | 99.25% | 100% | 1.17 | 25 | 15 | Tulsa, OK | 2014 | NREL ATB: Commercial Solar | LBL Tracking the Sun | DNV Proprietary Data
OK | Small 2 | Solar PV | Commercial | 100 | 1466.8612 | 146686.1158 | 16.74% | 20% | 98% | 86% | 97.72% | 99.35% | 100% | 1.17 | 25 | 15 | Tulsa, OK | 2015 | NREL ATB: Commercial Solar | LBL Tracking the Sun | DNV Proprietary Data
OK | Small 2 | Solar PV | Commercial | 100 | 1468.9306 | 146893.0585 | 16.77% | 20% | 98% | 86% | 97.72% | 99.35% | 100% | 1.17 | 25 | 16 | Tulsa, OK | 2016 | NREL ATB: Commercial Solar | LBL Tracking the Sun | DNV Proprietary Data
OK | Small 2 | Solar PV | Commercial | 100 | 1470.6008 | 147060.0787 | 16.79% | 20.2% | 98% | 86% | 97.72% | 99.35% | 100% | 1.17 | 25 | 17 | Tulsa, OK | 2017 | NREL ATB: Commercial Solar | LBL Tracking the Sun | DNV Proprietary Data
OK | Small 2 | Solar PV | Commercial | 100 | 1472.8689 | 147286.8875 | 16.81% | 20.2% | 98% | 85.9% | 97.72% | 99.35% | 100% | 1.17 | 25 | 18 | Tulsa, OK | 2018 | NREL ATB: Commercial Solar | LBL Tracking the Sun | DNV Proprietary Data
OK | Small 2 | Solar PV | Commercial | 100 | 1475.473 | 147547.2958 | 16.84% | 20.8% | 98% | 85.9% | 97.72% | 99.35% | 100% | 1.17 | 25 | 18 | Tulsa, OK | 2019 | NREL ATB: Commercial Solar | LBL Tracking the Sun | DNV Proprietary Data
OK | Small 2 | Solar PV | Commercial | 100 | 1477.0186 | 147701.8606 | 16.86% | 20.8% | 98% | 85.9% | 97.72% | 99.35% | 100% | 1.17 | 25 | 18 | Tulsa, OK | 2020 | NREL ATB: Commercial Solar | LBL Tracking the Sun | DNV Proprietary Data
OK | Small 2 | Solar PV | Commercial | 100 | 1479.7782 | 147977.8158 | 16.89% | 21% | 98% | 85.9% | 97.72% | 99.35% | 100% | 1.17 | 25 | 20 | Tulsa, OK | 2021 | NREL ATB: Commercial Solar | LBL Tracking the Sun | DNV Proprietary Data
OK | Small 2 | Solar PV | Commercial | 100 | 1479.7782 | 147977.8158 | 16.9% | 21% | 98% | 85.9% | 97.72% | 99.35% | 100% | 1.17 | 25 | 20 | Tulsa, OK | 2022 | NREL ATB: Commercial Solar | LBL Tracking the Sun | DNV Proprietary Data
OR | Large 2 | Solar PV | Commercial | 1000 | 1116.3084 | 1116308.366 | 12.74% | 19.8% | 95.9% | 86% | 97.02% | 99.15% | 100% | 1.23 | 25 | 15 | Portland, OR | 2012 | NREL ATB: Commercial Solar | LBL Tracking the Sun | DNV Proprietary Data
OR | Large 2 | Solar PV | Commercial | 1000 | 1118.2222 | 1118222.2163 | 12.77% | 19.8% | 96.8% | 86% | 97.2% | 99.2% | 100% | 1.23 | 25 | 15 | Portland, OR | 2013 | NREL ATB: Commercial Solar | LBL Tracking the Sun | DNV Proprietary Data
OR | Large 2 | Solar PV | Commercial | 1000 | 1119.7473 | 1119747.3499 | 12.78% | 19.8% | 97.5% | 86% | 97.37% | 99.25% | 100% | 1.23 | 25 | 15 | Portland, OR | 2014 | NREL ATB: Commercial Solar | LBL Tracking the Sun | DNV Proprietary Data
OR | Large 2 | Solar PV | Commercial | 1000 | 1121.6358 | 1121635.7657 | 12.8% | 20% | 98% | 86% | 97.72% | 99.35% | 100% | 1.23 | 25 | 15 | Portland, OR | 2015 | NREL ATB: Commercial Solar | LBL Tracking the Sun | DNV Proprietary Data
OR | Large 2 | Solar PV | Commercial | 1000 | 1122.8583 | 1122858.3009 | 12.82% | 20% | 98% | 86% | 97.72% | 99.35% | 100% | 1.23 | 25 | 16 | Portland, OR | 2016 | NREL ATB: Commercial Solar | LBL Tracking the Sun | DNV Proprietary Data
OR | Large 2 | Solar PV | Commercial | 1000 | 1124.1016 | 1124101.569 | 12.83% | 20.2% | 98% | 86% | 97.72% | 99.35% | 100% | 1.23 | 25 | 17 | Portland, OR | 2017 | NREL ATB: Commercial Solar | LBL Tracking the Sun | DNV Proprietary Data
OR | Large 2 | Solar PV | Commercial | 1000 | 1125.9565 | 1125956.5299 | 12.85% | 20.2% | 98% | 85.9% | 97.72% | 99.35% | 100% | 1.23 | 25 | 18 | Portland, OR | 2018 | NREL ATB: Commercial Solar | LBL Tracking the Sun | DNV Proprietary Data
OR | Large 2 | Solar PV | Commercial | 1000 | 1128.024 | 1128024.0444 | 12.88% | 20.8% | 98% | 85.9% | 97.72% | 99.35% | 100% | 1.23 | 25 | 18 | Portland, OR | 2019 | NREL ATB: Commercial Solar | LBL Tracking the Sun | DNV Proprietary Data
OR | Large 2 | Solar PV | Commercial | 1000 | 1129.4407 | 1129440.7049 | 12.89% | 20.8% | 98% | 85.9% | 97.72% | 99.35% | 100% | 1.23 | 25 | 18 | Portland, OR | 2020 | NREL ATB: Commercial Solar | LBL Tracking the Sun | DNV Proprietary Data
OR | Large 2 | Solar PV | Commercial | 1000 | 1131.6901 | 1131690.0981 | 12.92% | 21% | 98% | 85.9% | 97.72% | 99.35% | 100% | 1.23 | 25 | 20 | Portland, OR | 2021 | NREL ATB: Commercial Solar | LBL Tracking the Sun | DNV Proprietary Data
OR | Large 2 | Solar PV | Commercial | 1000 | 1131.6901 | 1131690.0981 | 12.92% | 21% | 98% | 85.9% | 97.72% | 99.35% | 100% | 1.23 | 25 | 20 | Portland, OR | 2022 | NREL ATB: Commercial Solar | LBL Tracking the Sun | DNV Proprietary Data
OR | Large 1 | Solar PV | Commercial | 500 | 1108.289 | 554144.476 | 12.65% | 19.8% | 95.9% | 86% | 97.02% | 99.15% | 100% | 1.21 | 25 | 15 | Portland, OR | 2012 | NREL ATB: Commercial Solar | LBL Tracking the Sun | DNV Proprietary Data
OR | Large 1 | Solar PV | Commercial | 500 | 1109.9139 | 554956.9388 | 12.67% | 19.8% | 96.8% | 86% | 97.2% | 99.2% | 100% | 1.21 | 25 | 15 | Portland, OR | 2013 | NREL ATB: Commercial Solar | LBL Tracking the Sun | DNV Proprietary Data
OR | Large 1 | Solar PV | Commercial | 500 | 1111.6224 | 555811.2053 | 12.69% | 19.8% | 97.5% | 86% | 97.37% | 99.25% | 100% | 1.21 | 25 | 15 | Portland, OR | 2014 | NREL ATB: Commercial Solar | LBL Tracking the Sun | DNV Proprietary Data
OR | Large 1 | Solar PV | Commercial | 500 | 1113.3917 | 556695.8476 | 12.71% | 20% | 98% | 86% | 97.72% | 99.35% | 100% | 1.21 | 25 | 15 | Portland, OR | 2015 | NREL ATB: Commercial Solar | LBL Tracking the Sun | DNV Proprietary Data
OR | Large 1 | Solar PV | Commercial | 500 | 1114.5076 | 557253.7936 | 12.72% | 20% | 98% | 86% | 97.72% | 99.35% | 100% | 1.21 | 25 | 16 | Portland, OR | 2016 | NREL ATB: Commercial Solar | LBL Tracking the Sun | DNV Proprietary Data
OR | Large 1 | Solar PV | Commercial | 500 | 1116.0799 | 558039.9451 | 12.74% | 20.2% | 98% | 86% | 97.72% | 99.35% | 100% | 1.21 | 25 | 17 | Portland, OR | 2017 | NREL ATB: Commercial Solar | LBL Tracking the Sun | DNV Proprietary Data
OR | Large 1 | Solar PV | Commercial | 500 | 1117.4053 | 558702.6441 | 12.76% | 20.2% | 98% | 85.9% | 97.72% | 99.35% | 100% | 1.21 | 25 | 18 | Portland, OR | 2018 | NREL ATB: Commercial Solar | LBL Tracking the Sun | DNV Proprietary Data
OR | Large 1 | Solar PV | Commercial | 500 | 1119.4884 | 559744.2017 | 12.78% | 20.8% | 98% | 85.9% | 97.72% | 99.35% | 100% | 1.21 | 25 | 18 | Portland, OR | 2019 | NREL ATB: Commercial Solar | LBL Tracking the Sun | DNV Proprietary Data
OR | Large 1 | Solar PV | Commercial | 500 | 1121.1413 | 560570.6381 | 12.8% | 20.8% | 98% | 85.9% | 97.72% | 99.35% | 100% | 1.21 | 25 | 18 | Portland, OR | 2020 | NREL ATB: Commercial Solar | LBL Tracking the Sun | DNV Proprietary Data
OR | Large 1 | Solar PV | Commercial | 500 | 1123.3813 | 561690.6693 | 12.82% | 21% | 98% | 85.9% | 97.72% | 99.35% | 100% | 1.21 | 25 | 20 | Portland, OR | 2021 | NREL ATB: Commercial Solar | LBL Tracking the Sun | DNV Proprietary Data
OR | Large 1 | Solar PV | Commercial | 500 | 1123.3813 | 561690.6693 | 12.83% | 21% | 98% | 85.9% | 97.72% | 99.35% | 100% | 1.21 | 25 | 20 | Portland, OR | 2022 | NREL ATB: Commercial Solar | LBL Tracking the Sun | DNV Proprietary Data
OR | Medium | Solar PV | Commercial | 250 | 1107.9037 | 276975.9343 | 12.65% | 19.8% | 95.9% | 86% | 97.02% | 99.15% | 100% | 1.21 | 25 | 15 | Portland, OR | 2012 | NREL ATB: Commercial Solar | LBL Tracking the Sun | DNV Proprietary Data
OR | Medium | Solar PV | Commercial | 250 | 1109.2691 | 277317.27 | 12.66% | 19.8% | 96.8% | 86% | 97.2% | 99.2% | 100% | 1.21 | 25 | 15 | Portland, OR | 2013 | NREL ATB: Commercial Solar | LBL Tracking the Sun | DNV Proprietary Data
OR | Medium | Solar PV | Commercial | 250 | 1111.0007 | 277750.1858 | 12.68% | 19.8% | 97.5% | 86% | 97.37% | 99.25% | 100% | 1.21 | 25 | 15 | Portland, OR | 2014 | NREL ATB: Commercial Solar | LBL Tracking the Sun | DNV Proprietary Data
OR | Medium | Solar PV | Commercial | 250 | 1113.029 | 278257.2605 | 12.71% | 20% | 98% | 86% | 97.72% | 99.35% | 100% | 1.21 | 25 | 15 | Portland, OR | 2015 | NREL ATB: Commercial Solar | LBL Tracking the Sun | DNV Proprietary Data
OR | Medium | Solar PV | Commercial | 250 | 1114.9077 | 278726.9278 | 12.73% | 20% | 98% | 86% | 97.72% | 99.35% | 100% | 1.21 | 25 | 16 | Portland, OR | 2016 | NREL ATB: Commercial Solar | LBL Tracking the Sun | DNV Proprietary Data
OR | Medium | Solar PV | Commercial | 250 | 1116.3268 | 279081.7119 | 12.74% | 20.2% | 98% | 86% | 97.72% | 99.35% | 100% | 1.21 | 25 | 17 | Portland, OR | 2017 | NREL ATB: Commercial Solar | LBL Tracking the Sun | DNV Proprietary Data
OR | Medium | Solar PV | Commercial | 250 | 1117.85 | 279462.5059 | 12.76% | 20.2% | 98% | 85.9% | 97.72% | 99.35% | 100% | 1.21 | 25 | 18 | Portland, OR | 2018 | NREL ATB: Commercial Solar | LBL Tracking the Sun | DNV Proprietary Data
OR | Medium | Solar PV | Commercial | 250 | 1119.8507 | 279962.6824 | 12.78% | 20.8% | 98% | 85.9% | 97.72% | 99.35% | 100% | 1.21 | 25 | 18 | Portland, OR | 2019 | NREL ATB: Commercial Solar | LBL Tracking the Sun | DNV Proprietary Data
OR | Medium | Solar PV | Commercial | 250 | 1122.0021 | 280500.5252 | 12.81% | 20.8% | 98% | 85.9% | 97.72% | 99.35% | 100% | 1.21 | 25 | 18 | Portland, OR | 2020 | NREL ATB: Commercial Solar | LBL Tracking the Sun | DNV Proprietary Data
OR | Medium | Solar PV | Commercial | 250 | 1123.3813 | 280845.3347 | 12.82% | 21% | 98% | 85.9% | 97.72% | 99.35% | 100% | 1.21 | 25 | 20 | Portland, OR | 2021 | NREL ATB: Commercial Solar | LBL Tracking the Sun | DNV Proprietary Data
OR | Medium | Solar PV | Commercial | 250 | 1123.3813 | 280845.3347 | 12.83% | 21% | 98% | 85.9% | 97.72% | 99.35% | 100% | 1.21 | 25 | 20 | Portland, OR | 2022 | NREL ATB: Commercial Solar | LBL Tracking the Sun | DNV Proprietary Data
OR | Small 1 | Solar PV | Commercial | 33.83 | 1107.5131 | 37467.1669 | 12.64% | 19.8% | 95.9% | 86% | 97.02% | 99.15% | 100% | 1.17 | 25 | 15 | Portland, OR | 2012 | NREL ATB: Commercial Solar | LBL Tracking the Sun | DNV Proprietary Data
OR | Small 1 | Solar PV | Commercial | 37.4 | 1109.1043 | 41480.4991 | 12.66% | 19.8% | 96.8% | 86% | 97.2% | 99.2% | 100% | 1.17 | 25 | 15 | Portland, OR | 2013 | NREL ATB: Commercial Solar | LBL Tracking the Sun | DNV Proprietary Data
OR | Small 1 | Solar PV | Commercial | 34.68 | 1111.2743 | 38538.9941 | 12.69% | 19.8% | 97.5% | 86% | 97.37% | 99.25% | 100% | 1.17 | 25 | 15 | Portland, OR | 2014 | NREL ATB: Commercial Solar | LBL Tracking the Sun | DNV Proprietary Data
OR | Small 1 | Solar PV | Commercial | 32.81 | 1112.9247 | 36515.0599 | 12.7% | 20% | 98% | 86% | 97.72% | 99.35% | 100% | 1.17 | 25 | 15 | Portland, OR | 2015 | NREL ATB: Commercial Solar | LBL Tracking the Sun | DNV Proprietary Data
OR | Small 1 | Solar PV | Commercial | 33.15 | 1114.4144 | 36942.8375 | 12.72% | 20% | 98% | 86% | 97.72% | 99.35% | 100% | 1.17 | 25 | 16 | Portland, OR | 2016 | NREL ATB: Commercial Solar | LBL Tracking the Sun | DNV Proprietary Data
OR | Small 1 | Solar PV | Commercial | 38.76 | 1115.6701 | 43243.3741 | 12.74% | 20.2% | 98% | 86% | 97.72% | 99.35% | 100% | 1.17 | 25 | 17 | Portland, OR | 2017 | NREL ATB: Commercial Solar | LBL Tracking the Sun | DNV Proprietary Data
OR | Small 1 | Solar PV | Commercial | 39.27 | 1117.8337 | 43897.3292 | 12.76% | 20.2% | 98% | 85.9% | 97.72% | 99.35% | 100% | 1.17 | 25 | 18 | Portland, OR | 2018 | NREL ATB: Commercial Solar | LBL Tracking the Sun | DNV Proprietary Data
OR | Small 1 | Solar PV | Commercial | 38.25 | 1119.1459 | 42807.3318 | 12.78% | 20.8% | 98% | 85.9% | 97.72% | 99.35% | 100% | 1.17 | 25 | 18 | Portland, OR | 2019 | NREL ATB: Commercial Solar | LBL Tracking the Sun | DNV Proprietary Data
OR | Small 1 | Solar PV | Commercial | 36.38 | 1121.3351 | 40794.1726 | 12.8% | 20.8% | 98% | 85.9% | 97.72% | 99.35% | 100% | 1.17 | 25 | 18 | Portland, OR | 2020 | NREL ATB: Commercial Solar | LBL Tracking the Sun | DNV Proprietary Data
OR | Small 1 | Solar PV | Commercial | 32.64 | 1122.815 | 36648.6816 | 12.82% | 21% | 98% | 85.9% | 97.72% | 99.35% | 100% | 1.17 | 25 | 20 | Portland, OR | 2021 | NREL ATB: Commercial Solar | LBL Tracking the Sun | DNV Proprietary Data
OR | Small 1 | Solar PV | Commercial | 34.1193 | 1123.2332 | 38323.9862 | 12.82% | 21% | 98% | 85.9% | 97.72% | 99.35% | 100% | 1.17 | 25 | 20 | Portland, OR | 2022 | NREL ATB: Commercial Solar | LBL Tracking the Sun | DNV Proprietary Data
OR | Small 2 | Solar PV | Commercial | 100 | 1107.5131 | 110751.3063 | 12.64% | 19.8% | 95.9% | 86% | 97.02% | 99.15% | 100% | 1.17 | 25 | 15 | Portland, OR | 2012 | NREL ATB: Commercial Solar | LBL Tracking the Sun | DNV Proprietary Data
OR | Small 2 | Solar PV | Commercial | 100 | 1109.1043 | 110910.4254 | 12.66% | 19.8% | 96.8% | 86% | 97.2% | 99.2% | 100% | 1.17 | 25 | 15 | Portland, OR | 2013 | NREL ATB: Commercial Solar | LBL Tracking the Sun | DNV Proprietary Data
OR | Small 2 | Solar PV | Commercial | 100 | 1111.2743 | 111127.4339 | 12.69% | 19.8% | 97.5% | 86% | 97.37% | 99.25% | 100% | 1.17 | 25 | 15 | Portland, OR | 2014 | NREL ATB: Commercial Solar | LBL Tracking the Sun | DNV Proprietary Data
OR | Small 2 | Solar PV | Commercial | 100 | 1112.9247 | 111292.4716 | 12.7% | 20% | 98% | 86% | 97.72% | 99.35% | 100% | 1.17 | 25 | 15 | Portland, OR | 2015 | NREL ATB: Commercial Solar | LBL Tracking the Sun | DNV Proprietary Data
OR | Small 2 | Solar PV | Commercial | 100 | 1114.4144 | 111441.4403 | 12.72% | 20% | 98% | 86% | 97.72% | 99.35% | 100% | 1.17 | 25 | 16 | Portland, OR | 2016 | NREL ATB: Commercial Solar | LBL Tracking the Sun | DNV Proprietary Data
OR | Small 2 | Solar PV | Commercial | 100 | 1115.6701 | 111567.0127 | 12.74% | 20.2% | 98% | 86% | 97.72% | 99.35% | 100% | 1.17 | 25 | 17 | Portland, OR | 2017 | NREL ATB: Commercial Solar | LBL Tracking the Sun | DNV Proprietary Data
OR | Small 2 | Solar PV | Commercial | 100 | 1117.8337 | 111783.3695 | 12.76% | 20.2% | 98% | 85.9% | 97.72% | 99.35% | 100% | 1.17 | 25 | 18 | Portland, OR | 2018 | NREL ATB: Commercial Solar | LBL Tracking the Sun | DNV Proprietary Data
OR | Small 2 | Solar PV | Commercial | 100 | 1119.1459 | 111914.5929 | 12.78% | 20.8% | 98% | 85.9% | 97.72% | 99.35% | 100% | 1.17 | 25 | 18 | Portland, OR | 2019 | NREL ATB: Commercial Solar | LBL Tracking the Sun | DNV Proprietary Data
OR | Small 2 | Solar PV | Commercial | 100 | 1121.3351 | 112133.5145 | 12.8% | 20.8% | 98% | 85.9% | 97.72% | 99.35% | 100% | 1.17 | 25 | 18 | Portland, OR | 2020 | NREL ATB: Commercial Solar | LBL Tracking the Sun | DNV Proprietary Data
OR | Small 2 | Solar PV | Commercial | 100 | 1122.815 | 112281.5 | 12.82% | 21% | 98% | 85.9% | 97.72% | 99.35% | 100% | 1.17 | 25 | 20 | Portland, OR | 2021 | NREL ATB: Commercial Solar | LBL Tracking the Sun | DNV Proprietary Data
OR | Small 2 | Solar PV | Commercial | 100 | 1122.815 | 112281.5 | 12.82% | 21% | 98% | 85.9% | 97.72% | 99.35% | 100% | 1.17 | 25 | 20 | Portland, OR | 2022 | NREL ATB: Commercial Solar | LBL Tracking the Sun | DNV Proprietary Data
PA | Large 2 | Solar PV | Commercial | 1000 | 1291.9702 | 1291970.2051 | 14.75% | 19.8% | 95.9% | 86% | 97.02% | 99.15% | 100% | 1.23 | 25 | 15 | Harrisburg, PA | 2012 | NREL ATB: Commercial Solar | LBL Tracking the Sun | DNV Proprietary Data
PA | Large 2 | Solar PV | Commercial | 1000 | 1293.6189 | 1293618.9249 | 14.77% | 19.8% | 96.8% | 86% | 97.2% | 99.2% | 100% | 1.23 | 25 | 15 | Harrisburg, PA | 2013 | NREL ATB: Commercial Solar | LBL Tracking the Sun | DNV Proprietary Data
PA | Large 2 | Solar PV | Commercial | 1000 | 1296.141 | 1296141.0278 | 14.8% | 19.8% | 97.5% | 86% | 97.37% | 99.25% | 100% | 1.23 | 25 | 15 | Harrisburg, PA | 2014 | NREL ATB: Commercial Solar | LBL Tracking the Sun | DNV Proprietary Data
PA | Large 2 | Solar PV | Commercial | 1000 | 1297.5061 | 1297506.1151 | 14.81% | 20% | 98% | 86% | 97.72% | 99.35% | 100% | 1.23 | 25 | 15 | Harrisburg, PA | 2015 | NREL ATB: Commercial Solar | LBL Tracking the Sun | DNV Proprietary Data
PA | Large 2 | Solar PV | Commercial | 1000 | 1299.1175 | 1299117.4985 | 14.83% | 20% | 98% | 86% | 97.72% | 99.35% | 100% | 1.23 | 25 | 16 | Harrisburg, PA | 2016 | NREL ATB: Commercial Solar | LBL Tracking the Sun | DNV Proprietary Data
PA | Large 2 | Solar PV | Commercial | 1000 | 1301.1068 | 1301106.7853 | 14.85% | 20.2% | 98% | 86% | 97.72% | 99.35% | 100% | 1.23 | 25 | 17 | Harrisburg, PA | 2017 | NREL ATB: Commercial Solar | LBL Tracking the Sun | DNV Proprietary Data
PA | Large 2 | Solar PV | Commercial | 1000 | 1303.6102 | 1303610.2208 | 14.88% | 20.2% | 98% | 85.9% | 97.72% | 99.35% | 100% | 1.23 | 25 | 18 | Harrisburg, PA | 2018 | NREL ATB: Commercial Solar | LBL Tracking the Sun | DNV Proprietary Data
PA | Large 2 | Solar PV | Commercial | 1000 | 1305.0783 | 1305078.2812 | 14.9% | 20.8% | 98% | 85.9% | 97.72% | 99.35% | 100% | 1.23 | 25 | 18 | Harrisburg, PA | 2019 | NREL ATB: Commercial Solar | LBL Tracking the Sun | DNV Proprietary Data
PA | Large 2 | Solar PV | Commercial | 1000 | 1307.3685 | 1307368.5263 | 14.92% | 20.8% | 98% | 85.9% | 97.72% | 99.35% | 100% | 1.23 | 25 | 18 | Harrisburg, PA | 2020 | NREL ATB: Commercial Solar | LBL Tracking the Sun | DNV Proprietary Data
PA | Large 2 | Solar PV | Commercial | 1000 | 1309.6289 | 1309628.8595 | 14.95% | 21% | 98% | 85.9% | 97.72% | 99.35% | 100% | 1.23 | 25 | 20 | Harrisburg, PA | 2021 | NREL ATB: Commercial Solar | LBL Tracking the Sun | DNV Proprietary Data
PA | Large 2 | Solar PV | Commercial | 1000 | 1309.6289 | 1309628.8595 | 14.96% | 21% | 98% | 85.9% | 97.72% | 99.35% | 100% | 1.23 | 25 | 20 | Harrisburg, PA | 2022 | NREL ATB: Commercial Solar | LBL Tracking the Sun | DNV Proprietary Data
PA | Large 1 | Solar PV | Commercial | 500 | 1282.5173 | 641258.6333 | 14.64% | 19.8% | 95.9% | 86% | 97.02% | 99.15% | 100% | 1.21 | 25 | 15 | Harrisburg, PA | 2012 | NREL ATB: Commercial Solar | LBL Tracking the Sun | DNV Proprietary Data
PA | Large 1 | Solar PV | Commercial | 500 | 1285.0865 | 642543.2517 | 14.67% | 19.8% | 96.8% | 86% | 97.2% | 99.2% | 100% | 1.21 | 25 | 15 | Harrisburg, PA | 2013 | NREL ATB: Commercial Solar | LBL Tracking the Sun | DNV Proprietary Data
PA | Large 1 | Solar PV | Commercial | 500 | 1286.5325 | 643266.2656 | 14.69% | 19.8% | 97.5% | 86% | 97.37% | 99.25% | 100% | 1.21 | 25 | 15 | Harrisburg, PA | 2014 | NREL ATB: Commercial Solar | LBL Tracking the Sun | DNV Proprietary Data
PA | Large 1 | Solar PV | Commercial | 500 | 1288.9935 | 644496.77 | 14.71% | 20% | 98% | 86% | 97.72% | 99.35% | 100% | 1.21 | 25 | 15 | Harrisburg, PA | 2015 | NREL ATB: Commercial Solar | LBL Tracking the Sun | DNV Proprietary Data
PA | Large 1 | Solar PV | Commercial | 500 | 1291.548 | 645774.0098 | 14.74% | 20% | 98% | 86% | 97.72% | 99.35% | 100% | 1.21 | 25 | 16 | Harrisburg, PA | 2016 | NREL ATB: Commercial Solar | LBL Tracking the Sun | DNV Proprietary Data
PA | Large 1 | Solar PV | Commercial | 500 | 1294.1067 | 647053.3727 | 14.77% | 20.2% | 98% | 86% | 97.72% | 99.35% | 100% | 1.21 | 25 | 17 | Harrisburg, PA | 2017 | NREL ATB: Commercial Solar | LBL Tracking the Sun | DNV Proprietary Data
PA | Large 1 | Solar PV | Commercial | 500 | 1295.9931 | 647996.5626 | 14.79% | 20.2% | 98% | 85.9% | 97.72% | 99.35% | 100% | 1.21 | 25 | 18 | Harrisburg, PA | 2018 | NREL ATB: Commercial Solar | LBL Tracking the Sun | DNV Proprietary Data
PA | Large 1 | Solar PV | Commercial | 500 | 1297.7953 | 648897.6315 | 14.82% | 20.8% | 98% | 85.9% | 97.72% | 99.35% | 100% | 1.21 | 25 | 18 | Harrisburg, PA | 2019 | NREL ATB: Commercial Solar | LBL Tracking the Sun | DNV Proprietary Data
PA | Large 1 | Solar PV | Commercial | 500 | 1300.2781 | 650139.049 | 14.84% | 20.8% | 98% | 85.9% | 97.72% | 99.35% | 100% | 1.21 | 25 | 18 | Harrisburg, PA | 2020 | NREL ATB: Commercial Solar | LBL Tracking the Sun | DNV Proprietary Data
PA | Large 1 | Solar PV | Commercial | 500 | 1302.1274 | 651063.7166 | 14.86% | 21% | 98% | 85.9% | 97.72% | 99.35% | 100% | 1.21 | 25 | 20 | Harrisburg, PA | 2021 | NREL ATB: Commercial Solar | LBL Tracking the Sun | DNV Proprietary Data
PA | Large 1 | Solar PV | Commercial | 500 | 1302.1274 | 651063.7166 | 14.87% | 21% | 98% | 85.9% | 97.72% | 99.35% | 100% | 1.21 | 25 | 20 | Harrisburg, PA | 2022 | NREL ATB: Commercial Solar | LBL Tracking the Sun | DNV Proprietary Data
PA | Medium | Solar PV | Commercial | 250 | 1284.5585 | 321139.6159 | 14.66% | 19.8% | 95.9% | 86% | 97.02% | 99.15% | 100% | 1.21 | 25 | 15 | Harrisburg, PA | 2012 | NREL ATB: Commercial Solar | LBL Tracking the Sun | DNV Proprietary Data
PA | Medium | Solar PV | Commercial | 250 | 1286.0441 | 321511.0305 | 14.68% | 19.8% | 96.8% | 86% | 97.2% | 99.2% | 100% | 1.21 | 25 | 15 | Harrisburg, PA | 2013 | NREL ATB: Commercial Solar | LBL Tracking the Sun | DNV Proprietary Data
PA | Medium | Solar PV | Commercial | 250 | 1288.0296 | 322007.402 | 14.7% | 19.8% | 97.5% | 86% | 97.37% | 99.25% | 100% | 1.21 | 25 | 15 | Harrisburg, PA | 2014 | NREL ATB: Commercial Solar | LBL Tracking the Sun | DNV Proprietary Data
PA | Medium | Solar PV | Commercial | 250 | 1289.8145 | 322453.6167 | 14.72% | 20% | 98% | 86% | 97.72% | 99.35% | 100% | 1.21 | 25 | 15 | Harrisburg, PA | 2015 | NREL ATB: Commercial Solar | LBL Tracking the Sun | DNV Proprietary Data
PA | Medium | Solar PV | Commercial | 250 | 1291.8476 | 322961.9004 | 14.75% | 20% | 98% | 86% | 97.72% | 99.35% | 100% | 1.21 | 25 | 16 | Harrisburg, PA | 2016 | NREL ATB: Commercial Solar | LBL Tracking the Sun | DNV Proprietary Data
PA | Medium | Solar PV | Commercial | 250 | 1294.3097 | 323577.4201 | 14.78% | 20.2% | 98% | 86% | 97.72% | 99.35% | 100% | 1.21 | 25 | 17 | Harrisburg, PA | 2017 | NREL ATB: Commercial Solar | LBL Tracking the Sun | DNV Proprietary Data
PA | Medium | Solar PV | Commercial | 250 | 1296.8412 | 324210.2981 | 14.8% | 20.2% | 98% | 85.9% | 97.72% | 99.35% | 100% | 1.21 | 25 | 18 | Harrisburg, PA | 2018 | NREL ATB: Commercial Solar | LBL Tracking the Sun | DNV Proprietary Data
PA | Medium | Solar PV | Commercial | 250 | 1299.3271 | 324831.7814 | 14.83% | 20.8% | 98% | 85.9% | 97.72% | 99.35% | 100% | 1.21 | 25 | 18 | Harrisburg, PA | 2019 | NREL ATB: Commercial Solar | LBL Tracking the Sun | DNV Proprietary Data
PA | Medium | Solar PV | Commercial | 250 | 1300.7245 | 325181.1183 | 14.85% | 20.8% | 98% | 85.9% | 97.72% | 99.35% | 100% | 1.21 | 25 | 18 | Harrisburg, PA | 2020 | NREL ATB: Commercial Solar | LBL Tracking the Sun | DNV Proprietary Data
PA | Medium | Solar PV | Commercial | 250 | 1302.1274 | 325531.8583 | 14.86% | 21% | 98% | 85.9% | 97.72% | 99.35% | 100% | 1.21 | 25 | 20 | Harrisburg, PA | 2021 | NREL ATB: Commercial Solar | LBL Tracking the Sun | DNV Proprietary Data
PA | Medium | Solar PV | Commercial | 250 | 1302.1274 | 325531.8583 | 14.87% | 21% | 98% | 85.9% | 97.72% | 99.35% | 100% | 1.21 | 25 | 20 | Harrisburg, PA | 2022 | NREL ATB: Commercial Solar | LBL Tracking the Sun | DNV Proprietary Data
PA | Small 1 | Solar PV | Commercial | 33.83 | 1285.5633 | 43490.6065 | 14.68% | 19.8% | 95.9% | 86% | 97.02% | 99.15% | 100% | 1.17 | 25 | 15 | Harrisburg, PA | 2012 | NREL ATB: Commercial Solar | LBL Tracking the Sun | DNV Proprietary Data
PA | Small 1 | Solar PV | Commercial | 37.4 | 1287.0591 | 48136.0122 | 14.69% | 19.8% | 96.8% | 86% | 97.2% | 99.2% | 100% | 1.17 | 25 | 15 | Harrisburg, PA | 2013 | NREL ATB: Commercial Solar | LBL Tracking the Sun | DNV Proprietary Data
PA | Small 1 | Solar PV | Commercial | 34.68 | 1289.0461 | 44704.1195 | 14.72% | 19.8% | 97.5% | 86% | 97.37% | 99.25% | 100% | 1.17 | 25 | 15 | Harrisburg, PA | 2014 | NREL ATB: Commercial Solar | LBL Tracking the Sun | DNV Proprietary Data
PA | Small 1 | Solar PV | Commercial | 32.81 | 1290.8332 | 42352.2358 | 14.74% | 20% | 98% | 86% | 97.72% | 99.35% | 100% | 1.17 | 25 | 15 | Harrisburg, PA | 2015 | NREL ATB: Commercial Solar | LBL Tracking the Sun | DNV Proprietary Data
PA | Small 1 | Solar PV | Commercial | 33.15 | 1293.2495 | 42871.2208 | 14.76% | 20% | 98% | 86% | 97.72% | 99.35% | 100% | 1.17 | 25 | 16 | Harrisburg, PA | 2016 | NREL ATB: Commercial Solar | LBL Tracking the Sun | DNV Proprietary Data
PA | Small 1 | Solar PV | Commercial | 38.76 | 1295.4072 | 50209.9814 | 14.79% | 20.2% | 98% | 86% | 97.72% | 99.35% | 100% | 1.17 | 25 | 17 | Harrisburg, PA | 2017 | NREL ATB: Commercial Solar | LBL Tracking the Sun | DNV Proprietary Data
PA | Small 1 | Solar PV | Commercial | 39.27 | 1296.9825 | 50932.5045 | 14.81% | 20.2% | 98% | 85.9% | 97.72% | 99.35% | 100% | 1.17 | 25 | 18 | Harrisburg, PA | 2018 | NREL ATB: Commercial Solar | LBL Tracking the Sun | DNV Proprietary Data
PA | Small 1 | Solar PV | Commercial | 38.25 | 1298.8892 | 49682.5111 | 14.83% | 20.8% | 98% | 85.9% | 97.72% | 99.35% | 100% | 1.17 | 25 | 18 | Harrisburg, PA | 2019 | NREL ATB: Commercial Solar | LBL Tracking the Sun | DNV Proprietary Data
PA | Small 1 | Solar PV | Commercial | 36.38 | 1300.3702 | 47307.4671 | 14.84% | 20.8% | 98% | 85.9% | 97.72% | 99.35% | 100% | 1.17 | 25 | 18 | Harrisburg, PA | 2020 | NREL ATB: Commercial Solar | LBL Tracking the Sun | DNV Proprietary Data
PA | Small 1 | Solar PV | Commercial | 32.64 | 1301.7133 | 42487.9234 | 14.86% | 21% | 98% | 85.9% | 97.72% | 99.35% | 100% | 1.17 | 25 | 20 | Harrisburg, PA | 2021 | NREL ATB: Commercial Solar | LBL Tracking the Sun | DNV Proprietary Data
PA | Small 1 | Solar PV | Commercial | 34.1193 | 1302.1982 | 44430.1545 | 14.87% | 21% | 98% | 85.9% | 97.72% | 99.35% | 100% | 1.17 | 25 | 20 | Harrisburg, PA | 2022 | NREL ATB: Commercial Solar | LBL Tracking the Sun | DNV Proprietary Data
PA | Small 2 | Solar PV | Commercial | 100 | 1285.5633 | 128556.3301 | 14.68% | 19.8% | 95.9% | 86% | 97.02% | 99.15% | 100% | 1.17 | 25 | 15 | Harrisburg, PA | 2012 | NREL ATB: Commercial Solar | LBL Tracking the Sun | DNV Proprietary Data
PA | Small 2 | Solar PV | Commercial | 100 | 1287.0591 | 128705.9149 | 14.69% | 19.8% | 96.8% | 86% | 97.2% | 99.2% | 100% | 1.17 | 25 | 15 | Harrisburg, PA | 2013 | NREL ATB: Commercial Solar | LBL Tracking the Sun | DNV Proprietary Data
PA | Small 2 | Solar PV | Commercial | 100 | 1289.0461 | 128904.6121 | 14.72% | 19.8% | 97.5% | 86% | 97.37% | 99.25% | 100% | 1.17 | 25 | 15 | Harrisburg, PA | 2014 | NREL ATB: Commercial Solar | LBL Tracking the Sun | DNV Proprietary Data
PA | Small 2 | Solar PV | Commercial | 100 | 1290.8332 | 129083.3153 | 14.74% | 20% | 98% | 86% | 97.72% | 99.35% | 100% | 1.17 | 25 | 15 | Harrisburg, PA | 2015 | NREL ATB: Commercial Solar | LBL Tracking the Sun | DNV Proprietary Data
PA | Small 2 | Solar PV | Commercial | 100 | 1293.2495 | 129324.9498 | 14.76% | 20% | 98% | 86% | 97.72% | 99.35% | 100% | 1.17 | 25 | 16 | Harrisburg, PA | 2016 | NREL ATB: Commercial Solar | LBL Tracking the Sun | DNV Proprietary Data
PA | Small 2 | Solar PV | Commercial | 100 | 1295.4072 | 129540.7157 | 14.79% | 20.2% | 98% | 86% | 97.72% | 99.35% | 100% | 1.17 | 25 | 17 | Harrisburg, PA | 2017 | NREL ATB: Commercial Solar | LBL Tracking the Sun | DNV Proprietary Data
PA | Small 2 | Solar PV | Commercial | 100 | 1296.9825 | 129698.2545 | 14.81% | 20.2% | 98% | 85.9% | 97.72% | 99.35% | 100% | 1.17 | 25 | 18 | Harrisburg, PA | 2018 | NREL ATB: Commercial Solar | LBL Tracking the Sun | DNV Proprietary Data
PA | Small 2 | Solar PV | Commercial | 100 | 1298.8892 | 129888.9179 | 14.83% | 20.8% | 98% | 85.9% | 97.72% | 99.35% | 100% | 1.17 | 25 | 18 | Harrisburg, PA | 2019 | NREL ATB: Commercial Solar | LBL Tracking the Sun | DNV Proprietary Data
PA | Small 2 | Solar PV | Commercial | 100 | 1300.3702 | 130037.0178 | 14.84% | 20.8% | 98% | 85.9% | 97.72% | 99.35% | 100% | 1.17 | 25 | 18 | Harrisburg, PA | 2020 | NREL ATB: Commercial Solar | LBL Tracking the Sun | DNV Proprietary Data
PA | Small 2 | Solar PV | Commercial | 100 | 1301.7133 | 130171.3338 | 14.86% | 21% | 98% | 85.9% | 97.72% | 99.35% | 100% | 1.17 | 25 | 20 | Harrisburg, PA | 2021 | NREL ATB: Commercial Solar | LBL Tracking the Sun | DNV Proprietary Data
PA | Small 2 | Solar PV | Commercial | 100 | 1301.7133 | 130171.3338 | 14.87% | 21% | 98% | 85.9% | 97.72% | 99.35% | 100% | 1.17 | 25 | 20 | Harrisburg, PA | 2022 | NREL ATB: Commercial Solar | LBL Tracking the Sun | DNV Proprietary Data
RI | Large 2 | Solar PV | Commercial | 1000 | 1294.1198 | 1294119.7548 | 14.77% | 19.8% | 95.9% | 86% | 97.02% | 99.15% | 100% | 1.23 | 25 | 15 | Providence, RI | 2012 | NREL ATB: Commercial Solar | LBL Tracking the Sun | DNV Proprietary Data
RI | Large 2 | Solar PV | Commercial | 1000 | 1296.2925 | 1296292.4592 | 14.8% | 19.8% | 96.8% | 86% | 97.2% | 99.2% | 100% | 1.23 | 25 | 15 | Providence, RI | 2013 | NREL ATB: Commercial Solar | LBL Tracking the Sun | DNV Proprietary Data
RI | Large 2 | Solar PV | Commercial | 1000 | 1298.2067 | 1298206.6967 | 14.82% | 19.8% | 97.5% | 86% | 97.37% | 99.25% | 100% | 1.23 | 25 | 15 | Providence, RI | 2014 | NREL ATB: Commercial Solar | LBL Tracking the Sun | DNV Proprietary Data
RI | Large 2 | Solar PV | Commercial | 1000 | 1299.8083 | 1299808.2803 | 14.84% | 20% | 98% | 86% | 97.72% | 99.35% | 100% | 1.23 | 25 | 15 | Providence, RI | 2015 | NREL ATB: Commercial Solar | LBL Tracking the Sun | DNV Proprietary Data
RI | Large 2 | Solar PV | Commercial | 1000 | 1301.7087 | 1301708.7027 | 14.86% | 20% | 98% | 86% | 97.72% | 99.35% | 100% | 1.23 | 25 | 16 | Providence, RI | 2016 | NREL ATB: Commercial Solar | LBL Tracking the Sun | DNV Proprietary Data
RI | Large 2 | Solar PV | Commercial | 1000 | 1303.8578 | 1303857.837 | 14.88% | 20.2% | 98% | 86% | 97.72% | 99.35% | 100% | 1.23 | 25 | 17 | Providence, RI | 2017 | NREL ATB: Commercial Solar | LBL Tracking the Sun | DNV Proprietary Data
RI | Large 2 | Solar PV | Commercial | 1000 | 1305.8226 | 1305822.6318 | 14.91% | 20.2% | 98% | 85.9% | 97.72% | 99.35% | 100% | 1.23 | 25 | 18 | Providence, RI | 2018 | NREL ATB: Commercial Solar | LBL Tracking the Sun | DNV Proprietary Data
RI | Large 2 | Solar PV | Commercial | 1000 | 1308.3411 | 1308341.1289 | 14.94% | 20.8% | 98% | 85.9% | 97.72% | 99.35% | 100% | 1.23 | 25 | 18 | Providence, RI | 2019 | NREL ATB: Commercial Solar | LBL Tracking the Sun | DNV Proprietary Data
RI | Large 2 | Solar PV | Commercial | 1000 | 1310.2289 | 1310228.9214 | 14.96% | 20.8% | 98% | 85.9% | 97.72% | 99.35% | 100% | 1.23 | 25 | 18 | Providence, RI | 2020 | NREL ATB: Commercial Solar | LBL Tracking the Sun | DNV Proprietary Data
RI | Large 2 | Solar PV | Commercial | 1000 | 1311.6572 | 1311657.212 | 14.97% | 21% | 98% | 85.9% | 97.72% | 99.35% | 100% | 1.23 | 25 | 20 | Providence, RI | 2021 | NREL ATB: Commercial Solar | LBL Tracking the Sun | DNV Proprietary Data
RI | Large 2 | Solar PV | Commercial | 1000 | 1311.6572 | 1311657.212 | 14.98% | 21% | 98% | 85.9% | 97.72% | 99.35% | 100% | 1.23 | 25 | 20 | Providence, RI | 2022 | NREL ATB: Commercial Solar | LBL Tracking the Sun | DNV Proprietary Data
RI | Large 1 | Solar PV | Commercial | 500 | 1279.9103 | 639955.1279 | 14.61% | 19.8% | 95.9% | 86% | 97.02% | 99.15% | 100% | 1.21 | 25 | 15 | Providence, RI | 2012 | NREL ATB: Commercial Solar | LBL Tracking the Sun | DNV Proprietary Data
RI | Large 1 | Solar PV | Commercial | 500 | 1282.3764 | 641188.2146 | 14.64% | 19.8% | 96.8% | 86% | 97.2% | 99.2% | 100% | 1.21 | 25 | 15 | Providence, RI | 2013 | NREL ATB: Commercial Solar | LBL Tracking the Sun | DNV Proprietary Data
RI | Large 1 | Solar PV | Commercial | 500 | 1284.7896 | 642394.7925 | 14.67% | 19.8% | 97.5% | 86% | 97.37% | 99.25% | 100% | 1.21 | 25 | 15 | Providence, RI | 2014 | NREL ATB: Commercial Solar | LBL Tracking the Sun | DNV Proprietary Data
RI | Large 1 | Solar PV | Commercial | 500 | 1287.1499 | 643574.9316 | 14.69% | 20% | 98% | 86% | 97.72% | 99.35% | 100% | 1.21 | 25 | 15 | Providence, RI | 2015 | NREL ATB: Commercial Solar | LBL Tracking the Sun | DNV Proprietary Data
RI | Large 1 | Solar PV | Commercial | 500 | 1288.7251 | 644362.5251 | 14.71% | 20% | 98% | 86% | 97.72% | 99.35% | 100% | 1.21 | 25 | 16 | Providence, RI | 2016 | NREL ATB: Commercial Solar | LBL Tracking the Sun | DNV Proprietary Data
RI | Large 1 | Solar PV | Commercial | 500 | 1290.4868 | 645243.3936 | 14.73% | 20.2% | 98% | 86% | 97.72% | 99.35% | 100% | 1.21 | 25 | 17 | Providence, RI | 2017 | NREL ATB: Commercial Solar | LBL Tracking the Sun | DNV Proprietary Data
RI | Large 1 | Solar PV | Commercial | 500 | 1292.8308 | 646415.4109 | 14.76% | 20.2% | 98% | 85.9% | 97.72% | 99.35% | 100% | 1.21 | 25 | 18 | Providence, RI | 2018 | NREL ATB: Commercial Solar | LBL Tracking the Sun | DNV Proprietary Data
RI | Large 1 | Solar PV | Commercial | 500 | 1295.2026 | 647601.2926 | 14.79% | 20.8% | 98% | 85.9% | 97.72% | 99.35% | 100% | 1.21 | 25 | 18 | Providence, RI | 2019 | NREL ATB: Commercial Solar | LBL Tracking the Sun | DNV Proprietary Data
RI | Large 1 | Solar PV | Commercial | 500 | 1297.0352 | 648517.6014 | 14.81% | 20.8% | 98% | 85.9% | 97.72% | 99.35% | 100% | 1.21 | 25 | 18 | Providence, RI | 2020 | NREL ATB: Commercial Solar | LBL Tracking the Sun | DNV Proprietary Data
RI | Large 1 | Solar PV | Commercial | 500 | 1298.4956 | 649247.8051 | 14.82% | 21% | 98% | 85.9% | 97.72% | 99.35% | 100% | 1.21 | 25 | 20 | Providence, RI | 2021 | NREL ATB: Commercial Solar | LBL Tracking the Sun | DNV Proprietary Data
RI | Large 1 | Solar PV | Commercial | 500 | 1298.4956 | 649247.8051 | 14.83% | 21% | 98% | 85.9% | 97.72% | 99.35% | 100% | 1.21 | 25 | 20 | Providence, RI | 2022 | NREL ATB: Commercial Solar | LBL Tracking the Sun | DNV Proprietary Data
RI | Medium | Solar PV | Commercial | 250 | 1283.0532 | 320763.3006 | 14.65% | 19.8% | 95.9% | 86% | 97.02% | 99.15% | 100% | 1.21 | 25 | 15 | Providence, RI | 2012 | NREL ATB: Commercial Solar | LBL Tracking the Sun | DNV Proprietary Data
RI | Medium | Solar PV | Commercial | 250 | 1284.4911 | 321122.7742 | 14.66% | 19.8% | 96.8% | 86% | 97.2% | 99.2% | 100% | 1.21 | 25 | 15 | Providence, RI | 2013 | NREL ATB: Commercial Solar | LBL Tracking the Sun | DNV Proprietary Data
RI | Medium | Solar PV | Commercial | 250 | 1286.2916 | 321572.9121 | 14.68% | 19.8% | 97.5% | 86% | 97.37% | 99.25% | 100% | 1.21 | 25 | 15 | Providence, RI | 2014 | NREL ATB: Commercial Solar | LBL Tracking the Sun | DNV Proprietary Data
RI | Medium | Solar PV | Commercial | 250 | 1287.9468 | 321986.6931 | 14.7% | 20% | 98% | 86% | 97.72% | 99.35% | 100% | 1.21 | 25 | 15 | Providence, RI | 2015 | NREL ATB: Commercial Solar | LBL Tracking the Sun | DNV Proprietary Data
RI | Medium | Solar PV | Commercial | 250 | 1289.5555 | 322388.8674 | 14.72% | 20% | 98% | 86% | 97.72% | 99.35% | 100% | 1.21 | 25 | 16 | Providence, RI | 2016 | NREL ATB: Commercial Solar | LBL Tracking the Sun | DNV Proprietary Data
RI | Medium | Solar PV | Commercial | 250 | 1291.1704 | 322792.5896 | 14.74% | 20.2% | 98% | 86% | 97.72% | 99.35% | 100% | 1.21 | 25 | 17 | Providence, RI | 2017 | NREL ATB: Commercial Solar | LBL Tracking the Sun | DNV Proprietary Data
RI | Medium | Solar PV | Commercial | 250 | 1293.6768 | 323419.1994 | 14.77% | 20.2% | 98% | 85.9% | 97.72% | 99.35% | 100% | 1.21 | 25 | 18 | Providence, RI | 2018 | NREL ATB: Commercial Solar | LBL Tracking the Sun | DNV Proprietary Data
RI | Medium | Solar PV | Commercial | 250 | 1295.2509 | 323812.721 | 14.79% | 20.8% | 98% | 85.9% | 97.72% | 99.35% | 100% | 1.21 | 25 | 18 | Providence, RI | 2019 | NREL ATB: Commercial Solar | LBL Tracking the Sun | DNV Proprietary Data
RI | Medium | Solar PV | Commercial | 250 | 1296.9316 | 324232.9004 | 14.81% | 20.8% | 98% | 85.9% | 97.72% | 99.35% | 100% | 1.21 | 25 | 18 | Providence, RI | 2020 | NREL ATB: Commercial Solar | LBL Tracking the Sun | DNV Proprietary Data
RI | Medium | Solar PV | Commercial | 250 | 1298.4956 | 324623.9025 | 14.82% | 21% | 98% | 85.9% | 97.72% | 99.35% | 100% | 1.21 | 25 | 20 | Providence, RI | 2021 | NREL ATB: Commercial Solar | LBL Tracking the Sun | DNV Proprietary Data
RI | Medium | Solar PV | Commercial | 250 | 1298.4956 | 324623.9025 | 14.83% | 21% | 98% | 85.9% | 97.72% | 99.35% | 100% | 1.21 | 25 | 20 | Providence, RI | 2022 | NREL ATB: Commercial Solar | LBL Tracking the Sun | DNV Proprietary Data
RI | Small 1 | Solar PV | Commercial | 33.83 | 1281.0085 | 43336.5163 | 14.62% | 19.8% | 95.9% | 86% | 97.02% | 99.15% | 100% | 1.17 | 25 | 15 | Providence, RI | 2012 | NREL ATB: Commercial Solar | LBL Tracking the Sun | DNV Proprietary Data
RI | Small 1 | Solar PV | Commercial | 37.4 | 1282.5712 | 47968.1626 | 14.64% | 19.8% | 96.8% | 86% | 97.2% | 99.2% | 100% | 1.17 | 25 | 15 | Providence, RI | 2013 | NREL ATB: Commercial Solar | LBL Tracking the Sun | DNV Proprietary Data
RI | Small 1 | Solar PV | Commercial | 34.68 | 1284.9177 | 44560.9475 | 14.67% | 19.8% | 97.5% | 86% | 97.37% | 99.25% | 100% | 1.17 | 25 | 15 | Providence, RI | 2014 | NREL ATB: Commercial Solar | LBL Tracking the Sun | DNV Proprietary Data
RI | Small 1 | Solar PV | Commercial | 32.81 | 1286.8787 | 42222.4911 | 14.69% | 20% | 98% | 86% | 97.72% | 99.35% | 100% | 1.17 | 25 | 15 | Providence, RI | 2015 | NREL ATB: Commercial Solar | LBL Tracking the Sun | DNV Proprietary Data
RI | Small 1 | Solar PV | Commercial | 33.15 | 1288.8526 | 42725.4637 | 14.71% | 20% | 98% | 86% | 97.72% | 99.35% | 100% | 1.17 | 25 | 16 | Providence, RI | 2016 | NREL ATB: Commercial Solar | LBL Tracking the Sun | DNV Proprietary Data
RI | Small 1 | Solar PV | Commercial | 38.76 | 1290.4464 | 50017.702 | 14.73% | 20.2% | 98% | 86% | 97.72% | 99.35% | 100% | 1.17 | 25 | 17 | Providence, RI | 2017 | NREL ATB: Commercial Solar | LBL Tracking the Sun | DNV Proprietary Data
RI | Small 1 | Solar PV | Commercial | 39.27 | 1292.4402 | 50754.1253 | 14.75% | 20.2% | 98% | 85.9% | 97.72% | 99.35% | 100% | 1.17 | 25 | 18 | Providence, RI | 2018 | NREL ATB: Commercial Solar | LBL Tracking the Sun | DNV Proprietary Data
RI | Small 1 | Solar PV | Commercial | 38.25 | 1294.4028 | 49510.9055 | 14.78% | 20.8% | 98% | 85.9% | 97.72% | 99.35% | 100% | 1.17 | 25 | 18 | Providence, RI | 2019 | NREL ATB: Commercial Solar | LBL Tracking the Sun | DNV Proprietary Data
RI | Small 1 | Solar PV | Commercial | 36.38 | 1296.2869 | 47158.9182 | 14.8% | 20.8% | 98% | 85.9% | 97.72% | 99.35% | 100% | 1.17 | 25 | 18 | Providence, RI | 2020 | NREL ATB: Commercial Solar | LBL Tracking the Sun | DNV Proprietary Data
RI | Small 1 | Solar PV | Commercial | 32.64 | 1297.9261 | 42364.3084 | 14.82% | 21% | 98% | 85.9% | 97.72% | 99.35% | 100% | 1.17 | 25 | 20 | Providence, RI | 2021 | NREL ATB: Commercial Solar | LBL Tracking the Sun | DNV Proprietary Data
RI | Small 1 | Solar PV | Commercial | 34.1193 | 1298.4096 | 44300.8888 | 14.82% | 21% | 98% | 85.9% | 97.72% | 99.35% | 100% | 1.17 | 25 | 20 | Providence, RI | 2022 | NREL ATB: Commercial Solar | LBL Tracking the Sun | DNV Proprietary Data
RI | Small 2 | Solar PV | Commercial | 100 | 1281.0085 | 128100.8462 | 14.62% | 19.8% | 95.9% | 86% | 97.02% | 99.15% | 100% | 1.17 | 25 | 15 | Providence, RI | 2012 | NREL ATB: Commercial Solar | LBL Tracking the Sun | DNV Proprietary Data
RI | Small 2 | Solar PV | Commercial | 100 | 1282.5712 | 128257.1191 | 14.64% | 19.8% | 96.8% | 86% | 97.2% | 99.2% | 100% | 1.17 | 25 | 15 | Providence, RI | 2013 | NREL ATB: Commercial Solar | LBL Tracking the Sun | DNV Proprietary Data
RI | Small 2 | Solar PV | Commercial | 100 | 1284.9177 | 128491.7747 | 14.67% | 19.8% | 97.5% | 86% | 97.37% | 99.25% | 100% | 1.17 | 25 | 15 | Providence, RI | 2014 | NREL ATB: Commercial Solar | LBL Tracking the Sun | DNV Proprietary Data
RI | Small 2 | Solar PV | Commercial | 100 | 1286.8787 | 128687.873 | 14.69% | 20% | 98% | 86% | 97.72% | 99.35% | 100% | 1.17 | 25 | 15 | Providence, RI | 2015 | NREL ATB: Commercial Solar | LBL Tracking the Sun | DNV Proprietary Data
RI | Small 2 | Solar PV | Commercial | 100 | 1288.8526 | 128885.2601 | 14.71% | 20% | 98% | 86% | 97.72% | 99.35% | 100% | 1.17 | 25 | 16 | Providence, RI | 2016 | NREL ATB: Commercial Solar | LBL Tracking the Sun | DNV Proprietary Data
RI | Small 2 | Solar PV | Commercial | 100 | 1290.4464 | 129044.6387 | 14.73% | 20.2% | 98% | 86% | 97.72% | 99.35% | 100% | 1.17 | 25 | 17 | Providence, RI | 2017 | NREL ATB: Commercial Solar | LBL Tracking the Sun | DNV Proprietary Data
RI | Small 2 | Solar PV | Commercial | 100 | 1292.4402 | 129244.0165 | 14.75% | 20.2% | 98% | 85.9% | 97.72% | 99.35% | 100% | 1.17 | 25 | 18 | Providence, RI | 2018 | NREL ATB: Commercial Solar | LBL Tracking the Sun | DNV Proprietary Data
RI | Small 2 | Solar PV | Commercial | 100 | 1294.4028 | 129440.2758 | 14.78% | 20.8% | 98% | 85.9% | 97.72% | 99.35% | 100% | 1.17 | 25 | 18 | Providence, RI | 2019 | NREL ATB: Commercial Solar | LBL Tracking the Sun | DNV Proprietary Data
RI | Small 2 | Solar PV | Commercial | 100 | 1296.2869 | 129628.692 | 14.8% | 20.8% | 98% | 85.9% | 97.72% | 99.35% | 100% | 1.17 | 25 | 18 | Providence, RI | 2020 | NREL ATB: Commercial Solar | LBL Tracking the Sun | DNV Proprietary Data
RI | Small 2 | Solar PV | Commercial | 100 | 1297.9261 | 129792.6114 | 14.82% | 21% | 98% | 85.9% | 97.72% | 99.35% | 100% | 1.17 | 25 | 20 | Providence, RI | 2021 | NREL ATB: Commercial Solar | LBL Tracking the Sun | DNV Proprietary Data
RI | Small 2 | Solar PV | Commercial | 100 | 1297.9261 | 129792.6114 | 14.82% | 21% | 98% | 85.9% | 97.72% | 99.35% | 100% | 1.17 | 25 | 20 | Providence, RI | 2022 | NREL ATB: Commercial Solar | LBL Tracking the Sun | DNV Proprietary Data
SC | Large 2 | Solar PV | Commercial | 1000 | 1444.9556 | 1444955.5838 | 16.49% | 19.8% | 95.9% | 86% | 97.02% | 99.15% | 100% | 1.23 | 25 | 15 | Columbia, SC | 2012 | NREL ATB: Commercial Solar | LBL Tracking the Sun | DNV Proprietary Data
SC | Large 2 | Solar PV | Commercial | 1000 | 1447.1774 | 1447177.3613 | 16.52% | 19.8% | 96.8% | 86% | 97.2% | 99.2% | 100% | 1.23 | 25 | 15 | Columbia, SC | 2013 | NREL ATB: Commercial Solar | LBL Tracking the Sun | DNV Proprietary Data
SC | Large 2 | Solar PV | Commercial | 1000 | 1449.5607 | 1449560.7096 | 16.55% | 19.8% | 97.5% | 86% | 97.37% | 99.25% | 100% | 1.23 | 25 | 15 | Columbia, SC | 2014 | NREL ATB: Commercial Solar | LBL Tracking the Sun | DNV Proprietary Data
SC | Large 2 | Solar PV | Commercial | 1000 | 1451.9229 | 1451922.8645 | 16.57% | 20% | 98% | 86% | 97.72% | 99.35% | 100% | 1.23 | 25 | 15 | Columbia, SC | 2015 | NREL ATB: Commercial Solar | LBL Tracking the Sun | DNV Proprietary Data
SC | Large 2 | Solar PV | Commercial | 1000 | 1453.7485 | 1453748.5181 | 16.6% | 20% | 98% | 86% | 97.72% | 99.35% | 100% | 1.23 | 25 | 16 | Columbia, SC | 2016 | NREL ATB: Commercial Solar | LBL Tracking the Sun | DNV Proprietary Data
SC | Large 2 | Solar PV | Commercial | 1000 | 1456.0415 | 1456041.5019 | 16.62% | 20.2% | 98% | 86% | 97.72% | 99.35% | 100% | 1.23 | 25 | 17 | Columbia, SC | 2017 | NREL ATB: Commercial Solar | LBL Tracking the Sun | DNV Proprietary Data
SC | Large 2 | Solar PV | Commercial | 1000 | 1458.5106 | 1458510.5744 | 16.65% | 20.2% | 98% | 85.9% | 97.72% | 99.35% | 100% | 1.23 | 25 | 18 | Columbia, SC | 2018 | NREL ATB: Commercial Solar | LBL Tracking the Sun | DNV Proprietary Data
SC | Large 2 | Solar PV | Commercial | 1000 | 1460.0367 | 1460036.7023 | 16.67% | 20.8% | 98% | 85.9% | 97.72% | 99.35% | 100% | 1.23 | 25 | 18 | Columbia, SC | 2019 | NREL ATB: Commercial Solar | LBL Tracking the Sun | DNV Proprietary Data
SC | Large 2 | Solar PV | Commercial | 1000 | 1462.2211 | 1462221.0972 | 16.69% | 20.8% | 98% | 85.9% | 97.72% | 99.35% | 100% | 1.23 | 25 | 18 | Columbia, SC | 2020 | NREL ATB: Commercial Solar | LBL Tracking the Sun | DNV Proprietary Data
SC | Large 2 | Solar PV | Commercial | 1000 | 1464.0946 | 1464094.5945 | 16.71% | 21% | 98% | 85.9% | 97.72% | 99.35% | 100% | 1.23 | 25 | 20 | Columbia, SC | 2021 | NREL ATB: Commercial Solar | LBL Tracking the Sun | DNV Proprietary Data
SC | Large 2 | Solar PV | Commercial | 1000 | 1464.0946 | 1464094.5945 | 16.72% | 21% | 98% | 85.9% | 97.72% | 99.35% | 100% | 1.23 | 25 | 20 | Columbia, SC | 2022 | NREL ATB: Commercial Solar | LBL Tracking the Sun | DNV Proprietary Data
SC | Large 1 | Solar PV | Commercial | 500 | 1431.0712 | 715535.6064 | 16.34% | 19.8% | 95.9% | 86% | 97.02% | 99.15% | 100% | 1.21 | 25 | 15 | Columbia, SC | 2012 | NREL ATB: Commercial Solar | LBL Tracking the Sun | DNV Proprietary Data
SC | Large 1 | Solar PV | Commercial | 500 | 1433.6393 | 716819.6501 | 16.37% | 19.8% | 96.8% | 86% | 97.2% | 99.2% | 100% | 1.21 | 25 | 15 | Columbia, SC | 2013 | NREL ATB: Commercial Solar | LBL Tracking the Sun | DNV Proprietary Data
SC | Large 1 | Solar PV | Commercial | 500 | 1435.939 | 717969.5138 | 16.39% | 19.8% | 97.5% | 86% | 97.37% | 99.25% | 100% | 1.21 | 25 | 15 | Columbia, SC | 2014 | NREL ATB: Commercial Solar | LBL Tracking the Sun | DNV Proprietary Data
SC | Large 1 | Solar PV | Commercial | 500 | 1437.9295 | 718964.7492 | 16.41% | 20% | 98% | 86% | 97.72% | 99.35% | 100% | 1.21 | 25 | 15 | Columbia, SC | 2015 | NREL ATB: Commercial Solar | LBL Tracking the Sun | DNV Proprietary Data
SC | Large 1 | Solar PV | Commercial | 500 | 1439.9899 | 719994.9318 | 16.44% | 20% | 98% | 86% | 97.72% | 99.35% | 100% | 1.21 | 25 | 16 | Columbia, SC | 2016 | NREL ATB: Commercial Solar | LBL Tracking the Sun | DNV Proprietary Data
SC | Large 1 | Solar PV | Commercial | 500 | 1442.4882 | 721244.0779 | 16.47% | 20.2% | 98% | 86% | 97.72% | 99.35% | 100% | 1.21 | 25 | 17 | Columbia, SC | 2017 | NREL ATB: Commercial Solar | LBL Tracking the Sun | DNV Proprietary Data
SC | Large 1 | Solar PV | Commercial | 500 | 1445.1641 | 722582.065 | 16.5% | 20.2% | 98% | 85.9% | 97.72% | 99.35% | 100% | 1.21 | 25 | 18 | Columbia, SC | 2018 | NREL ATB: Commercial Solar | LBL Tracking the Sun | DNV Proprietary Data
SC | Large 1 | Solar PV | Commercial | 500 | 1447.969 | 723984.5207 | 16.53% | 20.8% | 98% | 85.9% | 97.72% | 99.35% | 100% | 1.21 | 25 | 18 | Columbia, SC | 2019 | NREL ATB: Commercial Solar | LBL Tracking the Sun | DNV Proprietary Data
SC | Large 1 | Solar PV | Commercial | 500 | 1450.286 | 725142.994 | 16.56% | 20.8% | 98% | 85.9% | 97.72% | 99.35% | 100% | 1.21 | 25 | 18 | Columbia, SC | 2020 | NREL ATB: Commercial Solar | LBL Tracking the Sun | DNV Proprietary Data
SC | Large 1 | Solar PV | Commercial | 500 | 1451.8794 | 725939.7028 | 16.57% | 21% | 98% | 85.9% | 97.72% | 99.35% | 100% | 1.21 | 25 | 20 | Columbia, SC | 2021 | NREL ATB: Commercial Solar | LBL Tracking the Sun | DNV Proprietary Data
SC | Large 1 | Solar PV | Commercial | 500 | 1451.8794 | 725939.7028 | 16.58% | 21% | 98% | 85.9% | 97.72% | 99.35% | 100% | 1.21 | 25 | 20 | Columbia, SC | 2022 | NREL ATB: Commercial Solar | LBL Tracking the Sun | DNV Proprietary Data
SC | Medium | Solar PV | Commercial | 250 | 1431.7798 | 357944.9571 | 16.34% | 19.8% | 95.9% | 86% | 97.02% | 99.15% | 100% | 1.21 | 25 | 15 | Columbia, SC | 2012 | NREL ATB: Commercial Solar | LBL Tracking the Sun | DNV Proprietary Data
SC | Medium | Solar PV | Commercial | 250 | 1434.0134 | 358503.3395 | 16.37% | 19.8% | 96.8% | 86% | 97.2% | 99.2% | 100% | 1.21 | 25 | 15 | Columbia, SC | 2013 | NREL ATB: Commercial Solar | LBL Tracking the Sun | DNV Proprietary Data
SC | Medium | Solar PV | Commercial | 250 | 1436.7462 | 359186.5524 | 16.4% | 19.8% | 97.5% | 86% | 97.37% | 99.25% | 100% | 1.21 | 25 | 15 | Columbia, SC | 2014 | NREL ATB: Commercial Solar | LBL Tracking the Sun | DNV Proprietary Data
SC | Medium | Solar PV | Commercial | 250 | 1438.9884 | 359747.1061 | 16.43% | 20% | 98% | 86% | 97.72% | 99.35% | 100% | 1.21 | 25 | 15 | Columbia, SC | 2015 | NREL ATB: Commercial Solar | LBL Tracking the Sun | DNV Proprietary Data
SC | Medium | Solar PV | Commercial | 250 | 1440.9825 | 360245.6244 | 16.45% | 20% | 98% | 86% | 97.72% | 99.35% | 100% | 1.21 | 25 | 16 | Columbia, SC | 2016 | NREL ATB: Commercial Solar | LBL Tracking the Sun | DNV Proprietary Data
SC | Medium | Solar PV | Commercial | 250 | 1443.4153 | 360853.8221 | 16.48% | 20.2% | 98% | 86% | 97.72% | 99.35% | 100% | 1.21 | 25 | 17 | Columbia, SC | 2017 | NREL ATB: Commercial Solar | LBL Tracking the Sun | DNV Proprietary Data
SC | Medium | Solar PV | Commercial | 250 | 1444.8662 | 361216.5504 | 16.49% | 20.2% | 98% | 85.9% | 97.72% | 99.35% | 100% | 1.21 | 25 | 18 | Columbia, SC | 2018 | NREL ATB: Commercial Solar | LBL Tracking the Sun | DNV Proprietary Data
SC | Medium | Solar PV | Commercial | 250 | 1447.47 | 361867.5074 | 16.52% | 20.8% | 98% | 85.9% | 97.72% | 99.35% | 100% | 1.21 | 25 | 18 | Columbia, SC | 2019 | NREL ATB: Commercial Solar | LBL Tracking the Sun | DNV Proprietary Data
SC | Medium | Solar PV | Commercial | 250 | 1450.0809 | 362520.2354 | 16.55% | 20.8% | 98% | 85.9% | 97.72% | 99.35% | 100% | 1.21 | 25 | 18 | Columbia, SC | 2020 | NREL ATB: Commercial Solar | LBL Tracking the Sun | DNV Proprietary Data
SC | Medium | Solar PV | Commercial | 250 | 1451.8794 | 362969.8514 | 16.57% | 21% | 98% | 85.9% | 97.72% | 99.35% | 100% | 1.21 | 25 | 20 | Columbia, SC | 2021 | NREL ATB: Commercial Solar | LBL Tracking the Sun | DNV Proprietary Data
SC | Medium | Solar PV | Commercial | 250 | 1451.8794 | 362969.8514 | 16.58% | 21% | 98% | 85.9% | 97.72% | 99.35% | 100% | 1.21 | 25 | 20 | Columbia, SC | 2022 | NREL ATB: Commercial Solar | LBL Tracking the Sun | DNV Proprietary Data
SC | Small 1 | Solar PV | Commercial | 33.83 | 1418.2968 | 47980.9799 | 16.19% | 19.8% | 95.9% | 86% | 97.02% | 99.15% | 100% | 1.17 | 25 | 15 | Columbia, SC | 2012 | NREL ATB: Commercial Solar | LBL Tracking the Sun | DNV Proprietary Data
SC | Small 1 | Solar PV | Commercial | 37.4 | 1419.8388 | 53101.9696 | 16.21% | 19.8% | 96.8% | 86% | 97.2% | 99.2% | 100% | 1.17 | 25 | 15 | Columbia, SC | 2013 | NREL ATB: Commercial Solar | LBL Tracking the Sun | DNV Proprietary Data
SC | Small 1 | Solar PV | Commercial | 34.68 | 1421.8361 | 49309.2769 | 16.23% | 19.8% | 97.5% | 86% | 97.37% | 99.25% | 100% | 1.17 | 25 | 15 | Columbia, SC | 2014 | NREL ATB: Commercial Solar | LBL Tracking the Sun | DNV Proprietary Data
SC | Small 1 | Solar PV | Commercial | 32.81 | 1423.8174 | 46715.4501 | 16.25% | 20% | 98% | 86% | 97.72% | 99.35% | 100% | 1.17 | 25 | 15 | Columbia, SC | 2015 | NREL ATB: Commercial Solar | LBL Tracking the Sun | DNV Proprietary Data
SC | Small 1 | Solar PV | Commercial | 33.15 | 1425.6917 | 47261.68 | 16.28% | 20% | 98% | 86% | 97.72% | 99.35% | 100% | 1.17 | 25 | 16 | Columbia, SC | 2016 | NREL ATB: Commercial Solar | LBL Tracking the Sun | DNV Proprietary Data
SC | Small 1 | Solar PV | Commercial | 38.76 | 1428.3416 | 55362.5222 | 16.31% | 20.2% | 98% | 86% | 97.72% | 99.35% | 100% | 1.17 | 25 | 17 | Columbia, SC | 2017 | NREL ATB: Commercial Solar | LBL Tracking the Sun | DNV Proprietary Data
SC | Small 1 | Solar PV | Commercial | 39.27 | 1430.238 | 56165.4458 | 16.33% | 20.2% | 98% | 85.9% | 97.72% | 99.35% | 100% | 1.17 | 25 | 18 | Columbia, SC | 2018 | NREL ATB: Commercial Solar | LBL Tracking the Sun | DNV Proprietary Data
SC | Small 1 | Solar PV | Commercial | 38.25 | 1433.0332 | 54813.5185 | 16.36% | 20.8% | 98% | 85.9% | 97.72% | 99.35% | 100% | 1.17 | 25 | 18 | Columbia, SC | 2019 | NREL ATB: Commercial Solar | LBL Tracking the Sun | DNV Proprietary Data
SC | Small 1 | Solar PV | Commercial | 36.38 | 1434.4985 | 52187.0538 | 16.38% | 20.8% | 98% | 85.9% | 97.72% | 99.35% | 100% | 1.17 | 25 | 18 | Columbia, SC | 2020 | NREL ATB: Commercial Solar | LBL Tracking the Sun | DNV Proprietary Data
SC | Small 1 | Solar PV | Commercial | 32.64 | 1436.7998 | 46897.1448 | 16.4% | 21% | 98% | 85.9% | 97.72% | 99.35% | 100% | 1.17 | 25 | 20 | Columbia, SC | 2021 | NREL ATB: Commercial Solar | LBL Tracking the Sun | DNV Proprietary Data
SC | Small 1 | Solar PV | Commercial | 34.1193 | 1437.335 | 49040.9328 | 16.41% | 21% | 98% | 85.9% | 97.72% | 99.35% | 100% | 1.17 | 25 | 20 | Columbia, SC | 2022 | NREL ATB: Commercial Solar | LBL Tracking the Sun | DNV Proprietary Data
SC | Small 2 | Solar PV | Commercial | 100 | 1418.2968 | 141829.6774 | 16.19% | 19.8% | 95.9% | 86% | 97.02% | 99.15% | 100% | 1.17 | 25 | 15 | Columbia, SC | 2012 | NREL ATB: Commercial Solar | LBL Tracking the Sun | DNV Proprietary Data
SC | Small 2 | Solar PV | Commercial | 100 | 1419.8388 | 141983.8758 | 16.21% | 19.8% | 96.8% | 86% | 97.2% | 99.2% | 100% | 1.17 | 25 | 15 | Columbia, SC | 2013 | NREL ATB: Commercial Solar | LBL Tracking the Sun | DNV Proprietary Data
SC | Small 2 | Solar PV | Commercial | 100 | 1421.8361 | 142183.6127 | 16.23% | 19.8% | 97.5% | 86% | 97.37% | 99.25% | 100% | 1.17 | 25 | 15 | Columbia, SC | 2014 | NREL ATB: Commercial Solar | LBL Tracking the Sun | DNV Proprietary Data
SC | Small 2 | Solar PV | Commercial | 100 | 1423.8174 | 142381.7438 | 16.25% | 20% | 98% | 86% | 97.72% | 99.35% | 100% | 1.17 | 25 | 15 | Columbia, SC | 2015 | NREL ATB: Commercial Solar | LBL Tracking the Sun | DNV Proprietary Data
SC | Small 2 | Solar PV | Commercial | 100 | 1425.6917 | 142569.1705 | 16.28% | 20% | 98% | 86% | 97.72% | 99.35% | 100% | 1.17 | 25 | 16 | Columbia, SC | 2016 | NREL ATB: Commercial Solar | LBL Tracking the Sun | DNV Proprietary Data
SC | Small 2 | Solar PV | Commercial | 100 | 1428.3416 | 142834.1646 | 16.31% | 20.2% | 98% | 86% | 97.72% | 99.35% | 100% | 1.17 | 25 | 17 | Columbia, SC | 2017 | NREL ATB: Commercial Solar | LBL Tracking the Sun | DNV Proprietary Data
SC | Small 2 | Solar PV | Commercial | 100 | 1430.238 | 143023.7987 | 16.33% | 20.2% | 98% | 85.9% | 97.72% | 99.35% | 100% | 1.17 | 25 | 18 | Columbia, SC | 2018 | NREL ATB: Commercial Solar | LBL Tracking the Sun | DNV Proprietary Data
SC | Small 2 | Solar PV | Commercial | 100 | 1433.0332 | 143303.3164 | 16.36% | 20.8% | 98% | 85.9% | 97.72% | 99.35% | 100% | 1.17 | 25 | 18 | Columbia, SC | 2019 | NREL ATB: Commercial Solar | LBL Tracking the Sun | DNV Proprietary Data
SC | Small 2 | Solar PV | Commercial | 100 | 1434.4985 | 143449.8455 | 16.38% | 20.8% | 98% | 85.9% | 97.72% | 99.35% | 100% | 1.17 | 25 | 18 | Columbia, SC | 2020 | NREL ATB: Commercial Solar | LBL Tracking the Sun | DNV Proprietary Data
SC | Small 2 | Solar PV | Commercial | 100 | 1436.7998 | 143679.9781 | 16.4% | 21% | 98% | 85.9% | 97.72% | 99.35% | 100% | 1.17 | 25 | 20 | Columbia, SC | 2021 | NREL ATB: Commercial Solar | LBL Tracking the Sun | DNV Proprietary Data
SC | Small 2 | Solar PV | Commercial | 100 | 1436.7998 | 143679.9781 | 16.41% | 21% | 98% | 85.9% | 97.72% | 99.35% | 100% | 1.17 | 25 | 20 | Columbia, SC | 2022 | NREL ATB: Commercial Solar | LBL Tracking the Sun | DNV Proprietary Data
SD | Large 2 | Solar PV | Commercial | 1000 | 1421.4928 | 1421492.8024 | 16.23% | 19.8% | 95.9% | 86% | 97.02% | 99.15% | 100% | 1.23 | 25 | 15 | Pierre, SD | 2012 | NREL ATB: Commercial Solar | LBL Tracking the Sun | DNV Proprietary Data
SD | Large 2 | Solar PV | Commercial | 1000 | 1422.9492 | 1422949.2186 | 16.24% | 19.8% | 96.8% | 86% | 97.2% | 99.2% | 100% | 1.23 | 25 | 15 | Pierre, SD | 2013 | NREL ATB: Commercial Solar | LBL Tracking the Sun | DNV Proprietary Data
SD | Large 2 | Solar PV | Commercial | 1000 | 1425.2531 | 1425253.1291 | 16.27% | 19.8% | 97.5% | 86% | 97.37% | 99.25% | 100% | 1.23 | 25 | 15 | Pierre, SD | 2014 | NREL ATB: Commercial Solar | LBL Tracking the Sun | DNV Proprietary Data
SD | Large 2 | Solar PV | Commercial | 1000 | 1427.3844 | 1427384.4184 | 16.29% | 20% | 98% | 86% | 97.72% | 99.35% | 100% | 1.23 | 25 | 15 | Pierre, SD | 2015 | NREL ATB: Commercial Solar | LBL Tracking the Sun | DNV Proprietary Data
SD | Large 2 | Solar PV | Commercial | 1000 | 1429.1641 | 1429164.0963 | 16.31% | 20% | 98% | 86% | 97.72% | 99.35% | 100% | 1.23 | 25 | 16 | Pierre, SD | 2016 | NREL ATB: Commercial Solar | LBL Tracking the Sun | DNV Proprietary Data
SD | Large 2 | Solar PV | Commercial | 1000 | 1430.9182 | 1430918.1735 | 16.33% | 20.2% | 98% | 86% | 97.72% | 99.35% | 100% | 1.23 | 25 | 17 | Pierre, SD | 2017 | NREL ATB: Commercial Solar | LBL Tracking the Sun | DNV Proprietary Data
SD | Large 2 | Solar PV | Commercial | 1000 | 1432.3772 | 1432377.2323 | 16.35% | 20.2% | 98% | 85.9% | 97.72% | 99.35% | 100% | 1.23 | 25 | 18 | Pierre, SD | 2018 | NREL ATB: Commercial Solar | LBL Tracking the Sun | DNV Proprietary Data
SD | Large 2 | Solar PV | Commercial | 1000 | 1434.6901 | 1434690.1388 | 16.38% | 20.8% | 98% | 85.9% | 97.72% | 99.35% | 100% | 1.23 | 25 | 18 | Pierre, SD | 2019 | NREL ATB: Commercial Solar | LBL Tracking the Sun | DNV Proprietary Data
SD | Large 2 | Solar PV | Commercial | 1000 | 1436.2298 | 1436229.7524 | 16.4% | 20.8% | 98% | 85.9% | 97.72% | 99.35% | 100% | 1.23 | 25 | 18 | Pierre, SD | 2020 | NREL ATB: Commercial Solar | LBL Tracking the Sun | DNV Proprietary Data
SD | Large 2 | Solar PV | Commercial | 1000 | 1438.7839 | 1438783.948 | 16.42% | 21% | 98% | 85.9% | 97.72% | 99.35% | 100% | 1.23 | 25 | 20 | Pierre, SD | 2021 | NREL ATB: Commercial Solar | LBL Tracking the Sun | DNV Proprietary Data
SD | Large 2 | Solar PV | Commercial | 1000 | 1438.7839 | 1438783.948 | 16.43% | 21% | 98% | 85.9% | 97.72% | 99.35% | 100% | 1.23 | 25 | 20 | Pierre, SD | 2022 | NREL ATB: Commercial Solar | LBL Tracking the Sun | DNV Proprietary Data
SD | Large 1 | Solar PV | Commercial | 500 | 1416.4473 | 708223.6636 | 16.17% | 19.8% | 95.9% | 86% | 97.02% | 99.15% | 100% | 1.21 | 25 | 15 | Pierre, SD | 2012 | NREL ATB: Commercial Solar | LBL Tracking the Sun | DNV Proprietary Data
SD | Large 1 | Solar PV | Commercial | 500 | 1418.8247 | 709412.3354 | 16.2% | 19.8% | 96.8% | 86% | 97.2% | 99.2% | 100% | 1.21 | 25 | 15 | Pierre, SD | 2013 | NREL ATB: Commercial Solar | LBL Tracking the Sun | DNV Proprietary Data
SD | Large 1 | Solar PV | Commercial | 500 | 1421.6304 | 710815.2174 | 16.23% | 19.8% | 97.5% | 86% | 97.37% | 99.25% | 100% | 1.21 | 25 | 15 | Pierre, SD | 2014 | NREL ATB: Commercial Solar | LBL Tracking the Sun | DNV Proprietary Data
SD | Large 1 | Solar PV | Commercial | 500 | 1424.1316 | 712065.815 | 16.26% | 20% | 98% | 86% | 97.72% | 99.35% | 100% | 1.21 | 25 | 15 | Pierre, SD | 2015 | NREL ATB: Commercial Solar | LBL Tracking the Sun | DNV Proprietary Data
SD | Large 1 | Solar PV | Commercial | 500 | 1425.7298 | 712864.8902 | 16.28% | 20% | 98% | 86% | 97.72% | 99.35% | 100% | 1.21 | 25 | 16 | Pierre, SD | 2016 | NREL ATB: Commercial Solar | LBL Tracking the Sun | DNV Proprietary Data
SD | Large 1 | Solar PV | Commercial | 500 | 1427.7159 | 713857.9566 | 16.3% | 20.2% | 98% | 86% | 97.72% | 99.35% | 100% | 1.21 | 25 | 17 | Pierre, SD | 2017 | NREL ATB: Commercial Solar | LBL Tracking the Sun | DNV Proprietary Data
SD | Large 1 | Solar PV | Commercial | 500 | 1429.3489 | 714674.4578 | 16.32% | 20.2% | 98% | 85.9% | 97.72% | 99.35% | 100% | 1.21 | 25 | 18 | Pierre, SD | 2018 | NREL ATB: Commercial Solar | LBL Tracking the Sun | DNV Proprietary Data
SD | Large 1 | Solar PV | Commercial | 500 | 1432.0817 | 716040.8464 | 16.35% | 20.8% | 98% | 85.9% | 97.72% | 99.35% | 100% | 1.21 | 25 | 18 | Pierre, SD | 2019 | NREL ATB: Commercial Solar | LBL Tracking the Sun | DNV Proprietary Data
SD | Large 1 | Solar PV | Commercial | 500 | 1434.3466 | 717173.3155 | 16.37% | 20.8% | 98% | 85.9% | 97.72% | 99.35% | 100% | 1.21 | 25 | 18 | Pierre, SD | 2020 | NREL ATB: Commercial Solar | LBL Tracking the Sun | DNV Proprietary Data
SD | Large 1 | Solar PV | Commercial | 500 | 1436.0082 | 718004.094 | 16.39% | 21% | 98% | 85.9% | 97.72% | 99.35% | 100% | 1.21 | 25 | 20 | Pierre, SD | 2021 | NREL ATB: Commercial Solar | LBL Tracking the Sun | DNV Proprietary Data
SD | Large 1 | Solar PV | Commercial | 500 | 1436.0082 | 718004.094 | 16.4% | 21% | 98% | 85.9% | 97.72% | 99.35% | 100% | 1.21 | 25 | 20 | Pierre, SD | 2022 | NREL ATB: Commercial Solar | LBL Tracking the Sun | DNV Proprietary Data
SD | Medium | Solar PV | Commercial | 250 | 1415.6834 | 353920.8496 | 16.16% | 19.8% | 95.9% | 86% | 97.02% | 99.15% | 100% | 1.21 | 25 | 15 | Pierre, SD | 2012 | NREL ATB: Commercial Solar | LBL Tracking the Sun | DNV Proprietary Data
SD | Medium | Solar PV | Commercial | 250 | 1418.5189 | 354629.7316 | 16.19% | 19.8% | 96.8% | 86% | 97.2% | 99.2% | 100% | 1.21 | 25 | 15 | Pierre, SD | 2013 | NREL ATB: Commercial Solar | LBL Tracking the Sun | DNV Proprietary Data
SD | Medium | Solar PV | Commercial | 250 | 1420.6694 | 355167.3469 | 16.22% | 19.8% | 97.5% | 86% | 97.37% | 99.25% | 100% | 1.21 | 25 | 15 | Pierre, SD | 2014 | NREL ATB: Commercial Solar | LBL Tracking the Sun | DNV Proprietary Data
SD | Medium | Solar PV | Commercial | 250 | 1422.7167 | 355679.1699 | 16.24% | 20% | 98% | 86% | 97.72% | 99.35% | 100% | 1.21 | 25 | 15 | Pierre, SD | 2015 | NREL ATB: Commercial Solar | LBL Tracking the Sun | DNV Proprietary Data
SD | Medium | Solar PV | Commercial | 250 | 1425.007 | 356251.7563 | 16.27% | 20% | 98% | 86% | 97.72% | 99.35% | 100% | 1.21 | 25 | 16 | Pierre, SD | 2016 | NREL ATB: Commercial Solar | LBL Tracking the Sun | DNV Proprietary Data
SD | Medium | Solar PV | Commercial | 250 | 1427.441 | 356860.2523 | 16.29% | 20.2% | 98% | 86% | 97.72% | 99.35% | 100% | 1.21 | 25 | 17 | Pierre, SD | 2017 | NREL ATB: Commercial Solar | LBL Tracking the Sun | DNV Proprietary Data
SD | Medium | Solar PV | Commercial | 250 | 1429.6344 | 357408.5994 | 16.32% | 20.2% | 98% | 85.9% | 97.72% | 99.35% | 100% | 1.21 | 25 | 18 | Pierre, SD | 2018 | NREL ATB: Commercial Solar | LBL Tracking the Sun | DNV Proprietary Data
SD | Medium | Solar PV | Commercial | 250 | 1432.1894 | 358047.3407 | 16.35% | 20.8% | 98% | 85.9% | 97.72% | 99.35% | 100% | 1.21 | 25 | 18 | Pierre, SD | 2019 | NREL ATB: Commercial Solar | LBL Tracking the Sun | DNV Proprietary Data
SD | Medium | Solar PV | Commercial | 250 | 1434.0338 | 358508.4467 | 16.37% | 20.8% | 98% | 85.9% | 97.72% | 99.35% | 100% | 1.21 | 25 | 18 | Pierre, SD | 2020 | NREL ATB: Commercial Solar | LBL Tracking the Sun | DNV Proprietary Data
SD | Medium | Solar PV | Commercial | 250 | 1436.0082 | 359002.047 | 16.39% | 21% | 98% | 85.9% | 97.72% | 99.35% | 100% | 1.21 | 25 | 20 | Pierre, SD | 2021 | NREL ATB: Commercial Solar | LBL Tracking the Sun | DNV Proprietary Data
SD | Medium | Solar PV | Commercial | 250 | 1436.0082 | 359002.047 | 16.4% | 21% | 98% | 85.9% | 97.72% | 99.35% | 100% | 1.21 | 25 | 20 | Pierre, SD | 2022 | NREL ATB: Commercial Solar | LBL Tracking the Sun | DNV Proprietary Data
SD | Small 1 | Solar PV | Commercial | 33.83 | 1415.2782 | 47878.8615 | 16.16% | 19.8% | 95.9% | 86% | 97.02% | 99.15% | 100% | 1.17 | 25 | 15 | Pierre, SD | 2012 | NREL ATB: Commercial Solar | LBL Tracking the Sun | DNV Proprietary Data
SD | Small 1 | Solar PV | Commercial | 37.4 | 1417.3909 | 53010.4205 | 16.18% | 19.8% | 96.8% | 86% | 97.2% | 99.2% | 100% | 1.17 | 25 | 15 | Pierre, SD | 2013 | NREL ATB: Commercial Solar | LBL Tracking the Sun | DNV Proprietary Data
SD | Small 1 | Solar PV | Commercial | 34.68 | 1420.1662 | 49251.3629 | 16.21% | 19.8% | 97.5% | 86% | 97.37% | 99.25% | 100% | 1.17 | 25 | 15 | Pierre, SD | 2014 | NREL ATB: Commercial Solar | LBL Tracking the Sun | DNV Proprietary Data
SD | Small 1 | Solar PV | Commercial | 32.81 | 1422.6906 | 46678.4771 | 16.24% | 20% | 98% | 86% | 97.72% | 99.35% | 100% | 1.17 | 25 | 15 | Pierre, SD | 2015 | NREL ATB: Commercial Solar | LBL Tracking the Sun | DNV Proprietary Data
SD | Small 1 | Solar PV | Commercial | 33.15 | 1424.3457 | 47217.0612 | 16.26% | 20% | 98% | 86% | 97.72% | 99.35% | 100% | 1.17 | 25 | 16 | Pierre, SD | 2016 | NREL ATB: Commercial Solar | LBL Tracking the Sun | DNV Proprietary Data
SD | Small 1 | Solar PV | Commercial | 38.76 | 1426.6995 | 55298.8714 | 16.29% | 20.2% | 98% | 86% | 97.72% | 99.35% | 100% | 1.17 | 25 | 17 | Pierre, SD | 2017 | NREL ATB: Commercial Solar | LBL Tracking the Sun | DNV Proprietary Data
SD | Small 1 | Solar PV | Commercial | 39.27 | 1429.0348 | 56118.1953 | 16.31% | 20.2% | 98% | 85.9% | 97.72% | 99.35% | 100% | 1.17 | 25 | 18 | Pierre, SD | 2018 | NREL ATB: Commercial Solar | LBL Tracking the Sun | DNV Proprietary Data
SD | Small 1 | Solar PV | Commercial | 38.25 | 1431.535 | 54756.2155 | 16.34% | 20.8% | 98% | 85.9% | 97.72% | 99.35% | 100% | 1.17 | 25 | 18 | Pierre, SD | 2019 | NREL ATB: Commercial Solar | LBL Tracking the Sun | DNV Proprietary Data
SD | Small 1 | Solar PV | Commercial | 36.38 | 1434.1995 | 52176.1766 | 16.37% | 20.8% | 98% | 85.9% | 97.72% | 99.35% | 100% | 1.17 | 25 | 18 | Pierre, SD | 2020 | NREL ATB: Commercial Solar | LBL Tracking the Sun | DNV Proprietary Data
SD | Small 1 | Solar PV | Commercial | 32.64 | 1435.7117 | 46861.6312 | 16.39% | 21% | 98% | 85.9% | 97.72% | 99.35% | 100% | 1.17 | 25 | 20 | Pierre, SD | 2021 | NREL ATB: Commercial Solar | LBL Tracking the Sun | DNV Proprietary Data
SD | Small 1 | Solar PV | Commercial | 34.1193 | 1436.2465 | 49003.7958 | 16.4% | 21% | 98% | 85.9% | 97.72% | 99.35% | 100% | 1.17 | 25 | 20 | Pierre, SD | 2022 | NREL ATB: Commercial Solar | LBL Tracking the Sun | DNV Proprietary Data
SD | Small 2 | Solar PV | Commercial | 100 | 1415.2782 | 141527.82 | 16.16% | 19.8% | 95.9% | 86% | 97.02% | 99.15% | 100% | 1.17 | 25 | 15 | Pierre, SD | 2012 | NREL ATB: Commercial Solar | LBL Tracking the Sun | DNV Proprietary Data
SD | Small 2 | Solar PV | Commercial | 100 | 1417.3909 | 141739.0922 | 16.18% | 19.8% | 96.8% | 86% | 97.2% | 99.2% | 100% | 1.17 | 25 | 15 | Pierre, SD | 2013 | NREL ATB: Commercial Solar | LBL Tracking the Sun | DNV Proprietary Data
SD | Small 2 | Solar PV | Commercial | 100 | 1420.1662 | 142016.6173 | 16.21% | 19.8% | 97.5% | 86% | 97.37% | 99.25% | 100% | 1.17 | 25 | 15 | Pierre, SD | 2014 | NREL ATB: Commercial Solar | LBL Tracking the Sun | DNV Proprietary Data
SD | Small 2 | Solar PV | Commercial | 100 | 1422.6906 | 142269.0555 | 16.24% | 20% | 98% | 86% | 97.72% | 99.35% | 100% | 1.17 | 25 | 15 | Pierre, SD | 2015 | NREL ATB: Commercial Solar | LBL Tracking the Sun | DNV Proprietary Data
SD | Small 2 | Solar PV | Commercial | 100 | 1424.3457 | 142434.5738 | 16.26% | 20% | 98% | 86% | 97.72% | 99.35% | 100% | 1.17 | 25 | 16 | Pierre, SD | 2016 | NREL ATB: Commercial Solar | LBL Tracking the Sun | DNV Proprietary Data
SD | Small 2 | Solar PV | Commercial | 100 | 1426.6995 | 142669.9468 | 16.29% | 20.2% | 98% | 86% | 97.72% | 99.35% | 100% | 1.17 | 25 | 17 | Pierre, SD | 2017 | NREL ATB: Commercial Solar | LBL Tracking the Sun | DNV Proprietary Data
SD | Small 2 | Solar PV | Commercial | 100 | 1429.0348 | 142903.4767 | 16.31% | 20.2% | 98% | 85.9% | 97.72% | 99.35% | 100% | 1.17 | 25 | 18 | Pierre, SD | 2018 | NREL ATB: Commercial Solar | LBL Tracking the Sun | DNV Proprietary Data
SD | Small 2 | Solar PV | Commercial | 100 | 1431.535 | 143153.5045 | 16.34% | 20.8% | 98% | 85.9% | 97.72% | 99.35% | 100% | 1.17 | 25 | 18 | Pierre, SD | 2019 | NREL ATB: Commercial Solar | LBL Tracking the Sun | DNV Proprietary Data
SD | Small 2 | Solar PV | Commercial | 100 | 1434.1995 | 143419.9466 | 16.37% | 20.8% | 98% | 85.9% | 97.72% | 99.35% | 100% | 1.17 | 25 | 18 | Pierre, SD | 2020 | NREL ATB: Commercial Solar | LBL Tracking the Sun | DNV Proprietary Data
SD | Small 2 | Solar PV | Commercial | 100 | 1435.7117 | 143571.1742 | 16.39% | 21% | 98% | 85.9% | 97.72% | 99.35% | 100% | 1.17 | 25 | 20 | Pierre, SD | 2021 | NREL ATB: Commercial Solar | LBL Tracking the Sun | DNV Proprietary Data
SD | Small 2 | Solar PV | Commercial | 100 | 1435.7117 | 143571.1742 | 16.4% | 21% | 98% | 85.9% | 97.72% | 99.35% | 100% | 1.17 | 25 | 20 | Pierre, SD | 2022 | NREL ATB: Commercial Solar | LBL Tracking the Sun | DNV Proprietary Data
TN | Large 2 | Solar PV | Commercial | 1000 | 1440.719 | 1440719.0087 | 16.45% | 19.8% | 95.9% | 86% | 97.02% | 99.15% | 100% | 1.23 | 25 | 15 | Memphis, TN | 2012 | NREL ATB: Commercial Solar | LBL Tracking the Sun | DNV Proprietary Data
TN | Large 2 | Solar PV | Commercial | 1000 | 1443.4877 | 1443487.6583 | 16.48% | 19.8% | 96.8% | 86% | 97.2% | 99.2% | 100% | 1.23 | 25 | 15 | Memphis, TN | 2013 | NREL ATB: Commercial Solar | LBL Tracking the Sun | DNV Proprietary Data
TN | Large 2 | Solar PV | Commercial | 1000 | 1445.382 | 1445381.9506 | 16.5% | 19.8% | 97.5% | 86% | 97.37% | 99.25% | 100% | 1.23 | 25 | 15 | Memphis, TN | 2014 | NREL ATB: Commercial Solar | LBL Tracking the Sun | DNV Proprietary Data
TN | Large 2 | Solar PV | Commercial | 1000 | 1448.2684 | 1448268.3566 | 16.53% | 20% | 98% | 86% | 97.72% | 99.35% | 100% | 1.23 | 25 | 15 | Memphis, TN | 2015 | NREL ATB: Commercial Solar | LBL Tracking the Sun | DNV Proprietary Data
TN | Large 2 | Solar PV | Commercial | 1000 | 1450.6562 | 1450656.2203 | 16.56% | 20% | 98% | 86% | 97.72% | 99.35% | 100% | 1.23 | 25 | 16 | Memphis, TN | 2016 | NREL ATB: Commercial Solar | LBL Tracking the Sun | DNV Proprietary Data
TN | Large 2 | Solar PV | Commercial | 1000 | 1452.7228 | 1452722.8268 | 16.58% | 20.2% | 98% | 86% | 97.72% | 99.35% | 100% | 1.23 | 25 | 17 | Memphis, TN | 2017 | NREL ATB: Commercial Solar | LBL Tracking the Sun | DNV Proprietary Data
TN | Large 2 | Solar PV | Commercial | 1000 | 1454.2043 | 1454204.3106 | 16.6% | 20.2% | 98% | 85.9% | 97.72% | 99.35% | 100% | 1.23 | 25 | 18 | Memphis, TN | 2018 | NREL ATB: Commercial Solar | LBL Tracking the Sun | DNV Proprietary Data
TN | Large 2 | Solar PV | Commercial | 1000 | 1455.8159 | 1455815.907 | 16.62% | 20.8% | 98% | 85.9% | 97.72% | 99.35% | 100% | 1.23 | 25 | 18 | Memphis, TN | 2019 | NREL ATB: Commercial Solar | LBL Tracking the Sun | DNV Proprietary Data
TN | Large 2 | Solar PV | Commercial | 1000 | 1457.701 | 1457700.9647 | 16.64% | 20.8% | 98% | 85.9% | 97.72% | 99.35% | 100% | 1.23 | 25 | 18 | Memphis, TN | 2020 | NREL ATB: Commercial Solar | LBL Tracking the Sun | DNV Proprietary Data
TN | Large 2 | Solar PV | Commercial | 1000 | 1460.5931 | 1460593.1246 | 16.67% | 21% | 98% | 85.9% | 97.72% | 99.35% | 100% | 1.23 | 25 | 20 | Memphis, TN | 2021 | NREL ATB: Commercial Solar | LBL Tracking the Sun | DNV Proprietary Data
TN | Large 2 | Solar PV | Commercial | 1000 | 1460.5931 | 1460593.1246 | 16.68% | 21% | 98% | 85.9% | 97.72% | 99.35% | 100% | 1.23 | 25 | 20 | Memphis, TN | 2022 | NREL ATB: Commercial Solar | LBL Tracking the Sun | DNV Proprietary Data
TN | Large 1 | Solar PV | Commercial | 500 | 1435.0021 | 717501.0253 | 16.38% | 19.8% | 95.9% | 86% | 97.02% | 99.15% | 100% | 1.21 | 25 | 15 | Memphis, TN | 2012 | NREL ATB: Commercial Solar | LBL Tracking the Sun | DNV Proprietary Data
TN | Large 1 | Solar PV | Commercial | 500 | 1437.4487 | 718724.3365 | 16.41% | 19.8% | 96.8% | 86% | 97.2% | 99.2% | 100% | 1.21 | 25 | 15 | Memphis, TN | 2013 | NREL ATB: Commercial Solar | LBL Tracking the Sun | DNV Proprietary Data
TN | Large 1 | Solar PV | Commercial | 500 | 1439.7555 | 719877.7473 | 16.44% | 19.8% | 97.5% | 86% | 97.37% | 99.25% | 100% | 1.21 | 25 | 15 | Memphis, TN | 2014 | NREL ATB: Commercial Solar | LBL Tracking the Sun | DNV Proprietary Data
TN | Large 1 | Solar PV | Commercial | 500 | 1441.5769 | 720788.4527 | 16.46% | 20% | 98% | 86% | 97.72% | 99.35% | 100% | 1.21 | 25 | 15 | Memphis, TN | 2015 | NREL ATB: Commercial Solar | LBL Tracking the Sun | DNV Proprietary Data
TN | Large 1 | Solar PV | Commercial | 500 | 1444.2365 | 722118.2471 | 16.49% | 20% | 98% | 86% | 97.72% | 99.35% | 100% | 1.21 | 25 | 16 | Memphis, TN | 2016 | NREL ATB: Commercial Solar | LBL Tracking the Sun | DNV Proprietary Data
TN | Large 1 | Solar PV | Commercial | 500 | 1446.5946 | 723297.2791 | 16.51% | 20.2% | 98% | 86% | 97.72% | 99.35% | 100% | 1.21 | 25 | 17 | Memphis, TN | 2017 | NREL ATB: Commercial Solar | LBL Tracking the Sun | DNV Proprietary Data
TN | Large 1 | Solar PV | Commercial | 500 | 1448.0973 | 724048.6557 | 16.53% | 20.2% | 98% | 85.9% | 97.72% | 99.35% | 100% | 1.21 | 25 | 18 | Memphis, TN | 2018 | NREL ATB: Commercial Solar | LBL Tracking the Sun | DNV Proprietary Data
TN | Large 1 | Solar PV | Commercial | 500 | 1449.681 | 724840.5135 | 16.55% | 20.8% | 98% | 85.9% | 97.72% | 99.35% | 100% | 1.21 | 25 | 18 | Memphis, TN | 2019 | NREL ATB: Commercial Solar | LBL Tracking the Sun | DNV Proprietary Data
TN | Large 1 | Solar PV | Commercial | 500 | 1451.8036 | 725901.7999 | 16.57% | 20.8% | 98% | 85.9% | 97.72% | 99.35% | 100% | 1.21 | 25 | 18 | Memphis, TN | 2020 | NREL ATB: Commercial Solar | LBL Tracking the Sun | DNV Proprietary Data
TN | Large 1 | Solar PV | Commercial | 500 | 1453.7158 | 726857.8953 | 16.59% | 21% | 98% | 85.9% | 97.72% | 99.35% | 100% | 1.21 | 25 | 20 | Memphis, TN | 2021 | NREL ATB: Commercial Solar | LBL Tracking the Sun | DNV Proprietary Data
TN | Large 1 | Solar PV | Commercial | 500 | 1453.7158 | 726857.8953 | 16.6% | 21% | 98% | 85.9% | 97.72% | 99.35% | 100% | 1.21 | 25 | 20 | Memphis, TN | 2022 | NREL ATB: Commercial Solar | LBL Tracking the Sun | DNV Proprietary Data
TN | Medium | Solar PV | Commercial | 250 | 1432.895 | 358223.7581 | 16.36% | 19.8% | 95.9% | 86% | 97.02% | 99.15% | 100% | 1.21 | 25 | 15 | Memphis, TN | 2012 | NREL ATB: Commercial Solar | LBL Tracking the Sun | DNV Proprietary Data
TN | Medium | Solar PV | Commercial | 250 | 1435.5553 | 358888.8321 | 16.39% | 19.8% | 96.8% | 86% | 97.2% | 99.2% | 100% | 1.21 | 25 | 15 | Memphis, TN | 2013 | NREL ATB: Commercial Solar | LBL Tracking the Sun | DNV Proprietary Data
TN | Medium | Solar PV | Commercial | 250 | 1437.5812 | 359395.299 | 16.41% | 19.8% | 97.5% | 86% | 97.37% | 99.25% | 100% | 1.21 | 25 | 15 | Memphis, TN | 2014 | NREL ATB: Commercial Solar | LBL Tracking the Sun | DNV Proprietary Data
TN | Medium | Solar PV | Commercial | 250 | 1440.0754 | 360018.8498 | 16.44% | 20% | 98% | 86% | 97.72% | 99.35% | 100% | 1.21 | 25 | 15 | Memphis, TN | 2015 | NREL ATB: Commercial Solar | LBL Tracking the Sun | DNV Proprietary Data
TN | Medium | Solar PV | Commercial | 250 | 1442.8692 | 360717.3086 | 16.47% | 20% | 98% | 86% | 97.72% | 99.35% | 100% | 1.21 | 25 | 16 | Memphis, TN | 2016 | NREL ATB: Commercial Solar | LBL Tracking the Sun | DNV Proprietary Data
TN | Medium | Solar PV | Commercial | 250 | 1444.6377 | 361159.4245 | 16.49% | 20.2% | 98% | 86% | 97.72% | 99.35% | 100% | 1.21 | 25 | 17 | Memphis, TN | 2017 | NREL ATB: Commercial Solar | LBL Tracking the Sun | DNV Proprietary Data
TN | Medium | Solar PV | Commercial | 250 | 1446.8658 | 361716.4519 | 16.52% | 20.2% | 98% | 85.9% | 97.72% | 99.35% | 100% | 1.21 | 25 | 18 | Memphis, TN | 2018 | NREL ATB: Commercial Solar | LBL Tracking the Sun | DNV Proprietary Data
TN | Medium | Solar PV | Commercial | 250 | 1449.4764 | 362369.0911 | 16.55% | 20.8% | 98% | 85.9% | 97.72% | 99.35% | 100% | 1.21 | 25 | 18 | Memphis, TN | 2019 | NREL ATB: Commercial Solar | LBL Tracking the Sun | DNV Proprietary Data
TN | Medium | Solar PV | Commercial | 250 | 1451.3453 | 362836.3365 | 16.57% | 20.8% | 98% | 85.9% | 97.72% | 99.35% | 100% | 1.21 | 25 | 18 | Memphis, TN | 2020 | NREL ATB: Commercial Solar | LBL Tracking the Sun | DNV Proprietary Data
TN | Medium | Solar PV | Commercial | 250 | 1453.7158 | 363428.9477 | 16.59% | 21% | 98% | 85.9% | 97.72% | 99.35% | 100% | 1.21 | 25 | 20 | Memphis, TN | 2021 | NREL ATB: Commercial Solar | LBL Tracking the Sun | DNV Proprietary Data
TN | Medium | Solar PV | Commercial | 250 | 1453.7158 | 363428.9477 | 16.6% | 21% | 98% | 85.9% | 97.72% | 99.35% | 100% | 1.21 | 25 | 20 | Memphis, TN | 2022 | NREL ATB: Commercial Solar | LBL Tracking the Sun | DNV Proprietary Data
TN | Small 1 | Solar PV | Commercial | 33.83 | 1436.3008 | 48590.0575 | 16.4% | 19.8% | 95.9% | 86% | 97.02% | 99.15% | 100% | 1.17 | 25 | 15 | Memphis, TN | 2012 | NREL ATB: Commercial Solar | LBL Tracking the Sun | DNV Proprietary Data
TN | Small 1 | Solar PV | Commercial | 37.4 | 1438.1542 | 53786.9665 | 16.42% | 19.8% | 96.8% | 86% | 97.2% | 99.2% | 100% | 1.17 | 25 | 15 | Memphis, TN | 2013 | NREL ATB: Commercial Solar | LBL Tracking the Sun | DNV Proprietary Data
TN | Small 1 | Solar PV | Commercial | 34.68 | 1439.7582 | 49930.8154 | 16.44% | 19.8% | 97.5% | 86% | 97.37% | 99.25% | 100% | 1.17 | 25 | 15 | Memphis, TN | 2014 | NREL ATB: Commercial Solar | LBL Tracking the Sun | DNV Proprietary Data
TN | Small 1 | Solar PV | Commercial | 32.81 | 1441.2003 | 47285.7818 | 16.45% | 20% | 98% | 86% | 97.72% | 99.35% | 100% | 1.17 | 25 | 15 | Memphis, TN | 2015 | NREL ATB: Commercial Solar | LBL Tracking the Sun | DNV Proprietary Data
TN | Small 1 | Solar PV | Commercial | 33.15 | 1443.6946 | 47858.4751 | 16.48% | 20% | 98% | 86% | 97.72% | 99.35% | 100% | 1.17 | 25 | 16 | Memphis, TN | 2016 | NREL ATB: Commercial Solar | LBL Tracking the Sun | DNV Proprietary Data
TN | Small 1 | Solar PV | Commercial | 38.76 | 1445.1481 | 56013.9392 | 16.5% | 20.2% | 98% | 86% | 97.72% | 99.35% | 100% | 1.17 | 25 | 17 | Memphis, TN | 2017 | NREL ATB: Commercial Solar | LBL Tracking the Sun | DNV Proprietary Data
TN | Small 1 | Solar PV | Commercial | 39.27 | 1447.8232 | 56856.0167 | 16.53% | 20.2% | 98% | 85.9% | 97.72% | 99.35% | 100% | 1.17 | 25 | 18 | Memphis, TN | 2018 | NREL ATB: Commercial Solar | LBL Tracking the Sun | DNV Proprietary Data
TN | Small 1 | Solar PV | Commercial | 38.25 | 1449.4678 | 55442.1446 | 16.55% | 20.8% | 98% | 85.9% | 97.72% | 99.35% | 100% | 1.17 | 25 | 18 | Memphis, TN | 2019 | NREL ATB: Commercial Solar | LBL Tracking the Sun | DNV Proprietary Data
TN | Small 1 | Solar PV | Commercial | 36.38 | 1451.12 | 52791.7453 | 16.57% | 20.8% | 98% | 85.9% | 97.72% | 99.35% | 100% | 1.17 | 25 | 18 | Memphis, TN | 2020 | NREL ATB: Commercial Solar | LBL Tracking the Sun | DNV Proprietary Data
TN | Small 1 | Solar PV | Commercial | 32.64 | 1453.2823 | 47435.1339 | 16.59% | 21% | 98% | 85.9% | 97.72% | 99.35% | 100% | 1.17 | 25 | 20 | Memphis, TN | 2021 | NREL ATB: Commercial Solar | LBL Tracking the Sun | DNV Proprietary Data
TN | Small 1 | Solar PV | Commercial | 34.1193 | 1453.8236 | 49603.5147 | 16.6% | 21% | 98% | 85.9% | 97.72% | 99.35% | 100% | 1.17 | 25 | 20 | Memphis, TN | 2022 | NREL ATB: Commercial Solar | LBL Tracking the Sun | DNV Proprietary Data
TN | Small 2 | Solar PV | Commercial | 100 | 1436.3008 | 143630.0843 | 16.4% | 19.8% | 95.9% | 86% | 97.02% | 99.15% | 100% | 1.17 | 25 | 15 | Memphis, TN | 2012 | NREL ATB: Commercial Solar | LBL Tracking the Sun | DNV Proprietary Data
TN | Small 2 | Solar PV | Commercial | 100 | 1438.1542 | 143815.4185 | 16.42% | 19.8% | 96.8% | 86% | 97.2% | 99.2% | 100% | 1.17 | 25 | 15 | Memphis, TN | 2013 | NREL ATB: Commercial Solar | LBL Tracking the Sun | DNV Proprietary Data
TN | Small 2 | Solar PV | Commercial | 100 | 1439.7582 | 143975.8229 | 16.44% | 19.8% | 97.5% | 86% | 97.37% | 99.25% | 100% | 1.17 | 25 | 15 | Memphis, TN | 2014 | NREL ATB: Commercial Solar | LBL Tracking the Sun | DNV Proprietary Data
TN | Small 2 | Solar PV | Commercial | 100 | 1441.2003 | 144120.03 | 16.45% | 20% | 98% | 86% | 97.72% | 99.35% | 100% | 1.17 | 25 | 15 | Memphis, TN | 2015 | NREL ATB: Commercial Solar | LBL Tracking the Sun | DNV Proprietary Data
TN | Small 2 | Solar PV | Commercial | 100 | 1443.6946 | 144369.4574 | 16.48% | 20% | 98% | 86% | 97.72% | 99.35% | 100% | 1.17 | 25 | 16 | Memphis, TN | 2016 | NREL ATB: Commercial Solar | LBL Tracking the Sun | DNV Proprietary Data
TN | Small 2 | Solar PV | Commercial | 100 | 1445.1481 | 144514.8071 | 16.5% | 20.2% | 98% | 86% | 97.72% | 99.35% | 100% | 1.17 | 25 | 17 | Memphis, TN | 2017 | NREL ATB: Commercial Solar | LBL Tracking the Sun | DNV Proprietary Data
TN | Small 2 | Solar PV | Commercial | 100 | 1447.8232 | 144782.3191 | 16.53% | 20.2% | 98% | 85.9% | 97.72% | 99.35% | 100% | 1.17 | 25 | 18 | Memphis, TN | 2018 | NREL ATB: Commercial Solar | LBL Tracking the Sun | DNV Proprietary Data
TN | Small 2 | Solar PV | Commercial | 100 | 1449.4678 | 144946.7834 | 16.55% | 20.8% | 98% | 85.9% | 97.72% | 99.35% | 100% | 1.17 | 25 | 18 | Memphis, TN | 2019 | NREL ATB: Commercial Solar | LBL Tracking the Sun | DNV Proprietary Data
TN | Small 2 | Solar PV | Commercial | 100 | 1451.12 | 145111.9993 | 16.57% | 20.8% | 98% | 85.9% | 97.72% | 99.35% | 100% | 1.17 | 25 | 18 | Memphis, TN | 2020 | NREL ATB: Commercial Solar | LBL Tracking the Sun | DNV Proprietary Data
TN | Small 2 | Solar PV | Commercial | 100 | 1453.2823 | 145328.229 | 16.59% | 21% | 98% | 85.9% | 97.72% | 99.35% | 100% | 1.17 | 25 | 20 | Memphis, TN | 2021 | NREL ATB: Commercial Solar | LBL Tracking the Sun | DNV Proprietary Data
TN | Small 2 | Solar PV | Commercial | 100 | 1453.2823 | 145328.229 | 16.6% | 21% | 98% | 85.9% | 97.72% | 99.35% | 100% | 1.17 | 25 | 20 | Memphis, TN | 2022 | NREL ATB: Commercial Solar | LBL Tracking the Sun | DNV Proprietary Data
TX | Large 2 | Solar PV | Commercial | 1000 | 1459.321 | 1459321.0256 | 16.66% | 19.8% | 95.9% | 86% | 97.02% | 99.15% | 100% | 1.23 | 25 | 15 | Austin, TX | 2012 | NREL ATB: Commercial Solar | LBL Tracking the Sun | DNV Proprietary Data
TX | Large 2 | Solar PV | Commercial | 1000 | 1461.7563 | 1461756.2783 | 16.69% | 19.8% | 96.8% | 86% | 97.2% | 99.2% | 100% | 1.23 | 25 | 15 | Austin, TX | 2013 | NREL ATB: Commercial Solar | LBL Tracking the Sun | DNV Proprietary Data
TX | Large 2 | Solar PV | Commercial | 1000 | 1463.3685 | 1463368.4579 | 16.71% | 19.8% | 97.5% | 86% | 97.37% | 99.25% | 100% | 1.23 | 25 | 15 | Austin, TX | 2014 | NREL ATB: Commercial Solar | LBL Tracking the Sun | DNV Proprietary Data
TX | Large 2 | Solar PV | Commercial | 1000 | 1464.8873 | 1464887.3332 | 16.72% | 20% | 98% | 86% | 97.72% | 99.35% | 100% | 1.23 | 25 | 15 | Austin, TX | 2015 | NREL ATB: Commercial Solar | LBL Tracking the Sun | DNV Proprietary Data
TX | Large 2 | Solar PV | Commercial | 1000 | 1467.3509 | 1467350.8909 | 16.75% | 20% | 98% | 86% | 97.72% | 99.35% | 100% | 1.23 | 25 | 16 | Austin, TX | 2016 | NREL ATB: Commercial Solar | LBL Tracking the Sun | DNV Proprietary Data
TX | Large 2 | Solar PV | Commercial | 1000 | 1469.4818 | 1469481.7947 | 16.77% | 20.2% | 98% | 86% | 97.72% | 99.35% | 100% | 1.23 | 25 | 17 | Austin, TX | 2017 | NREL ATB: Commercial Solar | LBL Tracking the Sun | DNV Proprietary Data
TX | Large 2 | Solar PV | Commercial | 1000 | 1472.0456 | 1472045.585 | 16.8% | 20.2% | 98% | 85.9% | 97.72% | 99.35% | 100% | 1.23 | 25 | 18 | Austin, TX | 2018 | NREL ATB: Commercial Solar | LBL Tracking the Sun | DNV Proprietary Data
TX | Large 2 | Solar PV | Commercial | 1000 | 1474.082 | 1474081.9955 | 16.83% | 20.8% | 98% | 85.9% | 97.72% | 99.35% | 100% | 1.23 | 25 | 18 | Austin, TX | 2019 | NREL ATB: Commercial Solar | LBL Tracking the Sun | DNV Proprietary Data
TX | Large 2 | Solar PV | Commercial | 1000 | 1476.3753 | 1476375.2661 | 16.85% | 20.8% | 98% | 85.9% | 97.72% | 99.35% | 100% | 1.23 | 25 | 18 | Austin, TX | 2020 | NREL ATB: Commercial Solar | LBL Tracking the Sun | DNV Proprietary Data
TX | Large 2 | Solar PV | Commercial | 1000 | 1478.4156 | 1478415.6198 | 16.88% | 21% | 98% | 85.9% | 97.72% | 99.35% | 100% | 1.23 | 25 | 20 | Austin, TX | 2021 | NREL ATB: Commercial Solar | LBL Tracking the Sun | DNV Proprietary Data
TX | Large 2 | Solar PV | Commercial | 1000 | 1478.4156 | 1478415.6198 | 16.88% | 21% | 98% | 85.9% | 97.72% | 99.35% | 100% | 1.23 | 25 | 20 | Austin, TX | 2022 | NREL ATB: Commercial Solar | LBL Tracking the Sun | DNV Proprietary Data
TX | Large 1 | Solar PV | Commercial | 500 | 1454.5732 | 727286.5892 | 16.6% | 19.8% | 95.9% | 86% | 97.02% | 99.15% | 100% | 1.21 | 25 | 15 | Austin, TX | 2012 | NREL ATB: Commercial Solar | LBL Tracking the Sun | DNV Proprietary Data
TX | Large 1 | Solar PV | Commercial | 500 | 1456.1382 | 728069.093 | 16.62% | 19.8% | 96.8% | 86% | 97.2% | 99.2% | 100% | 1.21 | 25 | 15 | Austin, TX | 2013 | NREL ATB: Commercial Solar | LBL Tracking the Sun | DNV Proprietary Data
TX | Large 1 | Solar PV | Commercial | 500 | 1458.1076 | 729053.8243 | 16.65% | 19.8% | 97.5% | 86% | 97.37% | 99.25% | 100% | 1.21 | 25 | 15 | Austin, TX | 2014 | NREL ATB: Commercial Solar | LBL Tracking the Sun | DNV Proprietary Data
TX | Large 1 | Solar PV | Commercial | 500 | 1460.1091 | 730054.5419 | 16.67% | 20% | 98% | 86% | 97.72% | 99.35% | 100% | 1.21 | 25 | 15 | Austin, TX | 2015 | NREL ATB: Commercial Solar | LBL Tracking the Sun | DNV Proprietary Data
TX | Large 1 | Solar PV | Commercial | 500 | 1462.2731 | 731136.5273 | 16.69% | 20% | 98% | 86% | 97.72% | 99.35% | 100% | 1.21 | 25 | 16 | Austin, TX | 2016 | NREL ATB: Commercial Solar | LBL Tracking the Sun | DNV Proprietary Data
TX | Large 1 | Solar PV | Commercial | 500 | 1464.9628 | 732481.4219 | 16.72% | 20.2% | 98% | 86% | 97.72% | 99.35% | 100% | 1.21 | 25 | 17 | Austin, TX | 2017 | NREL ATB: Commercial Solar | LBL Tracking the Sun | DNV Proprietary Data
TX | Large 1 | Solar PV | Commercial | 500 | 1466.5996 | 733299.8101 | 16.74% | 20.2% | 98% | 85.9% | 97.72% | 99.35% | 100% | 1.21 | 25 | 18 | Austin, TX | 2018 | NREL ATB: Commercial Solar | LBL Tracking the Sun | DNV Proprietary Data
TX | Large 1 | Solar PV | Commercial | 500 | 1468.1948 | 734097.4017 | 16.76% | 20.8% | 98% | 85.9% | 97.72% | 99.35% | 100% | 1.21 | 25 | 18 | Austin, TX | 2019 | NREL ATB: Commercial Solar | LBL Tracking the Sun | DNV Proprietary Data
TX | Large 1 | Solar PV | Commercial | 500 | 1470.1638 | 735081.898 | 16.78% | 20.8% | 98% | 85.9% | 97.72% | 99.35% | 100% | 1.21 | 25 | 18 | Austin, TX | 2020 | NREL ATB: Commercial Solar | LBL Tracking the Sun | DNV Proprietary Data
TX | Large 1 | Solar PV | Commercial | 500 | 1472.0989 | 736049.4548 | 16.8% | 21% | 98% | 85.9% | 97.72% | 99.35% | 100% | 1.21 | 25 | 20 | Austin, TX | 2021 | NREL ATB: Commercial Solar | LBL Tracking the Sun | DNV Proprietary Data
TX | Large 1 | Solar PV | Commercial | 500 | 1472.0989 | 736049.4548 | 16.81% | 21% | 98% | 85.9% | 97.72% | 99.35% | 100% | 1.21 | 25 | 20 | Austin, TX | 2022 | NREL ATB: Commercial Solar | LBL Tracking the Sun | DNV Proprietary Data
TX | Medium | Solar PV | Commercial | 250 | 1451.2291 | 362807.266 | 16.57% | 19.8% | 95.9% | 86% | 97.02% | 99.15% | 100% | 1.21 | 25 | 15 | Austin, TX | 2012 | NREL ATB: Commercial Solar | LBL Tracking the Sun | DNV Proprietary Data
TX | Medium | Solar PV | Commercial | 250 | 1454.0587 | 363514.6752 | 16.6% | 19.8% | 96.8% | 86% | 97.2% | 99.2% | 100% | 1.21 | 25 | 15 | Austin, TX | 2013 | NREL ATB: Commercial Solar | LBL Tracking the Sun | DNV Proprietary Data
TX | Medium | Solar PV | Commercial | 250 | 1455.8673 | 363966.8262 | 16.62% | 19.8% | 97.5% | 86% | 97.37% | 99.25% | 100% | 1.21 | 25 | 15 | Austin, TX | 2014 | NREL ATB: Commercial Solar | LBL Tracking the Sun | DNV Proprietary Data
TX | Medium | Solar PV | Commercial | 250 | 1458.6112 | 364652.8114 | 16.65% | 20% | 98% | 86% | 97.72% | 99.35% | 100% | 1.21 | 25 | 15 | Austin, TX | 2015 | NREL ATB: Commercial Solar | LBL Tracking the Sun | DNV Proprietary Data
TX | Medium | Solar PV | Commercial | 250 | 1460.3007 | 365075.1658 | 16.67% | 20% | 98% | 86% | 97.72% | 99.35% | 100% | 1.21 | 25 | 16 | Austin, TX | 2016 | NREL ATB: Commercial Solar | LBL Tracking the Sun | DNV Proprietary Data
TX | Medium | Solar PV | Commercial | 250 | 1463.0416 | 365760.3918 | 16.7% | 20.2% | 98% | 86% | 97.72% | 99.35% | 100% | 1.21 | 25 | 17 | Austin, TX | 2017 | NREL ATB: Commercial Solar | LBL Tracking the Sun | DNV Proprietary Data
TX | Medium | Solar PV | Commercial | 250 | 1465.6791 | 366419.7777 | 16.73% | 20.2% | 98% | 85.9% | 97.72% | 99.35% | 100% | 1.21 | 25 | 18 | Austin, TX | 2018 | NREL ATB: Commercial Solar | LBL Tracking the Sun | DNV Proprietary Data
TX | Medium | Solar PV | Commercial | 250 | 1467.586 | 366896.5048 | 16.75% | 20.8% | 98% | 85.9% | 97.72% | 99.35% | 100% | 1.21 | 25 | 18 | Austin, TX | 2019 | NREL ATB: Commercial Solar | LBL Tracking the Sun | DNV Proprietary Data
TX | Medium | Solar PV | Commercial | 250 | 1469.9051 | 367476.2638 | 16.78% | 20.8% | 98% | 85.9% | 97.72% | 99.35% | 100% | 1.21 | 25 | 18 | Austin, TX | 2020 | NREL ATB: Commercial Solar | LBL Tracking the Sun | DNV Proprietary Data
TX | Medium | Solar PV | Commercial | 250 | 1472.0989 | 368024.7274 | 16.8% | 21% | 98% | 85.9% | 97.72% | 99.35% | 100% | 1.21 | 25 | 20 | Austin, TX | 2021 | NREL ATB: Commercial Solar | LBL Tracking the Sun | DNV Proprietary Data
TX | Medium | Solar PV | Commercial | 250 | 1472.0989 | 368024.7274 | 16.81% | 21% | 98% | 85.9% | 97.72% | 99.35% | 100% | 1.21 | 25 | 20 | Austin, TX | 2022 | NREL ATB: Commercial Solar | LBL Tracking the Sun | DNV Proprietary Data
TX | Small 1 | Solar PV | Commercial | 33.83 | 1456.1672 | 49262.1376 | 16.62% | 19.8% | 95.9% | 86% | 97.02% | 99.15% | 100% | 1.17 | 25 | 15 | Austin, TX | 2012 | NREL ATB: Commercial Solar | LBL Tracking the Sun | DNV Proprietary Data
TX | Small 1 | Solar PV | Commercial | 37.4 | 1458.5116 | 54548.3336 | 16.65% | 19.8% | 96.8% | 86% | 97.2% | 99.2% | 100% | 1.17 | 25 | 15 | Austin, TX | 2013 | NREL ATB: Commercial Solar | LBL Tracking the Sun | DNV Proprietary Data
TX | Small 1 | Solar PV | Commercial | 34.68 | 1461.3198 | 50678.5708 | 16.68% | 19.8% | 97.5% | 86% | 97.37% | 99.25% | 100% | 1.17 | 25 | 15 | Austin, TX | 2014 | NREL ATB: Commercial Solar | LBL Tracking the Sun | DNV Proprietary Data
TX | Small 1 | Solar PV | Commercial | 32.81 | 1462.7935 | 47994.2551 | 16.7% | 20% | 98% | 86% | 97.72% | 99.35% | 100% | 1.17 | 25 | 15 | Austin, TX | 2015 | NREL ATB: Commercial Solar | LBL Tracking the Sun | DNV Proprietary Data
TX | Small 1 | Solar PV | Commercial | 33.15 | 1464.5512 | 48549.8729 | 16.72% | 20% | 98% | 86% | 97.72% | 99.35% | 100% | 1.17 | 25 | 16 | Austin, TX | 2016 | NREL ATB: Commercial Solar | LBL Tracking the Sun | DNV Proprietary Data
TX | Small 1 | Solar PV | Commercial | 38.76 | 1466.2987 | 56833.7395 | 16.74% | 20.2% | 98% | 86% | 97.72% | 99.35% | 100% | 1.17 | 25 | 17 | Austin, TX | 2017 | NREL ATB: Commercial Solar | LBL Tracking the Sun | DNV Proprietary Data
TX | Small 1 | Solar PV | Commercial | 39.27 | 1467.8267 | 57641.5538 | 16.76% | 20.2% | 98% | 85.9% | 97.72% | 99.35% | 100% | 1.17 | 25 | 18 | Austin, TX | 2018 | NREL ATB: Commercial Solar | LBL Tracking the Sun | DNV Proprietary Data
TX | Small 1 | Solar PV | Commercial | 38.25 | 1470.7263 | 56255.2823 | 16.79% | 20.8% | 98% | 85.9% | 97.72% | 99.35% | 100% | 1.17 | 25 | 18 | Austin, TX | 2019 | NREL ATB: Commercial Solar | LBL Tracking the Sun | DNV Proprietary Data
TX | Small 1 | Solar PV | Commercial | 36.38 | 1472.2745 | 53561.3453 | 16.81% | 20.8% | 98% | 85.9% | 97.72% | 99.35% | 100% | 1.17 | 25 | 18 | Austin, TX | 2020 | NREL ATB: Commercial Solar | LBL Tracking the Sun | DNV Proprietary Data
TX | Small 1 | Solar PV | Commercial | 32.64 | 1474.8541 | 48139.2382 | 16.84% | 21% | 98% | 85.9% | 97.72% | 99.35% | 100% | 1.17 | 25 | 20 | Austin, TX | 2021 | NREL ATB: Commercial Solar | LBL Tracking the Sun | DNV Proprietary Data
TX | Small 1 | Solar PV | Commercial | 34.1193 | 1475.4035 | 50339.8053 | 16.84% | 21% | 98% | 85.9% | 97.72% | 99.35% | 100% | 1.17 | 25 | 20 | Austin, TX | 2022 | NREL ATB: Commercial Solar | LBL Tracking the Sun | DNV Proprietary Data
TX | Small 2 | Solar PV | Commercial | 100 | 1456.1672 | 145616.7237 | 16.62% | 19.8% | 95.9% | 86% | 97.02% | 99.15% | 100% | 1.17 | 25 | 15 | Austin, TX | 2012 | NREL ATB: Commercial Solar | LBL Tracking the Sun | DNV Proprietary Data
TX | Small 2 | Solar PV | Commercial | 100 | 1458.5116 | 145851.1593 | 16.65% | 19.8% | 96.8% | 86% | 97.2% | 99.2% | 100% | 1.17 | 25 | 15 | Austin, TX | 2013 | NREL ATB: Commercial Solar | LBL Tracking the Sun | DNV Proprietary Data
TX | Small 2 | Solar PV | Commercial | 100 | 1461.3198 | 146131.9804 | 16.68% | 19.8% | 97.5% | 86% | 97.37% | 99.25% | 100% | 1.17 | 25 | 15 | Austin, TX | 2014 | NREL ATB: Commercial Solar | LBL Tracking the Sun | DNV Proprietary Data
TX | Small 2 | Solar PV | Commercial | 100 | 1462.7935 | 146279.3513 | 16.7% | 20% | 98% | 86% | 97.72% | 99.35% | 100% | 1.17 | 25 | 15 | Austin, TX | 2015 | NREL ATB: Commercial Solar | LBL Tracking the Sun | DNV Proprietary Data
TX | Small 2 | Solar PV | Commercial | 100 | 1464.5512 | 146455.1218 | 16.72% | 20% | 98% | 86% | 97.72% | 99.35% | 100% | 1.17 | 25 | 16 | Austin, TX | 2016 | NREL ATB: Commercial Solar | LBL Tracking the Sun | DNV Proprietary Data
TX | Small 2 | Solar PV | Commercial | 100 | 1466.2987 | 146629.8748 | 16.74% | 20.2% | 98% | 86% | 97.72% | 99.35% | 100% | 1.17 | 25 | 17 | Austin, TX | 2017 | NREL ATB: Commercial Solar | LBL Tracking the Sun | DNV Proprietary Data
TX | Small 2 | Solar PV | Commercial | 100 | 1467.8267 | 146782.6682 | 16.76% | 20.2% | 98% | 85.9% | 97.72% | 99.35% | 100% | 1.17 | 25 | 18 | Austin, TX | 2018 | NREL ATB: Commercial Solar | LBL Tracking the Sun | DNV Proprietary Data
TX | Small 2 | Solar PV | Commercial | 100 | 1470.7263 | 147072.6335 | 16.79% | 20.8% | 98% | 85.9% | 97.72% | 99.35% | 100% | 1.17 | 25 | 18 | Austin, TX | 2019 | NREL ATB: Commercial Solar | LBL Tracking the Sun | DNV Proprietary Data
TX | Small 2 | Solar PV | Commercial | 100 | 1472.2745 | 147227.4473 | 16.81% | 20.8% | 98% | 85.9% | 97.72% | 99.35% | 100% | 1.17 | 25 | 18 | Austin, TX | 2020 | NREL ATB: Commercial Solar | LBL Tracking the Sun | DNV Proprietary Data
TX | Small 2 | Solar PV | Commercial | 100 | 1474.8541 | 147485.4111 | 16.84% | 21% | 98% | 85.9% | 97.72% | 99.35% | 100% | 1.17 | 25 | 20 | Austin, TX | 2021 | NREL ATB: Commercial Solar | LBL Tracking the Sun | DNV Proprietary Data
TX | Small 2 | Solar PV | Commercial | 100 | 1474.8541 | 147485.4111 | 16.84% | 21% | 98% | 85.9% | 97.72% | 99.35% | 100% | 1.17 | 25 | 20 | Austin, TX | 2022 | NREL ATB: Commercial Solar | LBL Tracking the Sun | DNV Proprietary Data
US | Large 2 | Solar PV | Commercial | 1000 | 1553.6254 | 1553625.3883 | 17.74% | 19.8% | 95.9% | 86% | 97.02% | 99.15% | 100% | 1.23 | 25 | 15 | N/A | 2012 | NREL ATB: Commercial Solar | LBL Tracking the Sun | DNV Proprietary Data
US | Large 2 | Solar PV | Commercial | 1000 | 1556.5943 | 1556594.2746 | 17.77% | 19.8% | 96.8% | 86% | 97.2% | 99.2% | 100% | 1.23 | 25 | 15 | N/A | 2013 | NREL ATB: Commercial Solar | LBL Tracking the Sun | DNV Proprietary Data
US | Large 2 | Solar PV | Commercial | 1000 | 1558.4024 | 1558402.3529 | 17.79% | 19.8% | 97.5% | 86% | 97.37% | 99.25% | 100% | 1.23 | 25 | 15 | N/A | 2014 | NREL ATB: Commercial Solar | LBL Tracking the Sun | DNV Proprietary Data
US | Large 2 | Solar PV | Commercial | 1000 | 1560.9965 | 1560996.4735 | 17.82% | 20% | 98% | 86% | 97.72% | 99.35% | 100% | 1.23 | 25 | 15 | N/A | 2015 | NREL ATB: Commercial Solar | LBL Tracking the Sun | DNV Proprietary Data
US | Large 2 | Solar PV | Commercial | 1000 | 1562.6486 | 1562648.6359 | 17.84% | 20% | 98% | 86% | 97.72% | 99.35% | 100% | 1.23 | 25 | 16 | N/A | 2016 | NREL ATB: Commercial Solar | LBL Tracking the Sun | DNV Proprietary Data
US | Large 2 | Solar PV | Commercial | 1000 | 1564.365 | 1564364.9554 | 17.86% | 20.2% | 98% | 86% | 97.72% | 99.35% | 100% | 1.23 | 25 | 17 | N/A | 2017 | NREL ATB: Commercial Solar | LBL Tracking the Sun | DNV Proprietary Data
US | Large 2 | Solar PV | Commercial | 1000 | 1567.3655 | 1567365.4976 | 17.89% | 20.2% | 98% | 85.9% | 97.72% | 99.35% | 100% | 1.23 | 25 | 18 | N/A | 2018 | NREL ATB: Commercial Solar | LBL Tracking the Sun | DNV Proprietary Data
US | Large 2 | Solar PV | Commercial | 1000 | 1570.3496 | 1570349.5654 | 17.93% | 20.8% | 98% | 85.9% | 97.72% | 99.35% | 100% | 1.23 | 25 | 18 | N/A | 2019 | NREL ATB: Commercial Solar | LBL Tracking the Sun | DNV Proprietary Data
US | Large 2 | Solar PV | Commercial | 1000 | 1572.4812 | 1572481.1681 | 17.95% | 20.8% | 98% | 85.9% | 97.72% | 99.35% | 100% | 1.23 | 25 | 18 | N/A | 2020 | NREL ATB: Commercial Solar | LBL Tracking the Sun | DNV Proprietary Data
US | Large 2 | Solar PV | Commercial | 1000 | 1575.0973 | 1575097.2928 | 17.98% | 21% | 98% | 85.9% | 97.72% | 99.35% | 100% | 1.23 | 25 | 20 | N/A | 2021 | NREL ATB: Commercial Solar | LBL Tracking the Sun | DNV Proprietary Data
US | Large 2 | Solar PV | Commercial | 1000 | 1575.0973 | 1575097.2928 | 17.99% | 21% | 98% | 85.9% | 97.72% | 99.35% | 100% | 1.23 | 25 | 20 | N/A | 2022 | NREL ATB: Commercial Solar | LBL Tracking the Sun | DNV Proprietary Data
US | Large 1 | Solar PV | Commercial | 500 | 1546.4917 | 773245.8501 | 17.65% | 19.8% | 95.9% | 86% | 97.02% | 99.15% | 100% | 1.21 | 25 | 15 | N/A | 2012 | NREL ATB: Commercial Solar | LBL Tracking the Sun | DNV Proprietary Data
US | Large 1 | Solar PV | Commercial | 500 | 1548.4399 | 774219.9474 | 17.68% | 19.8% | 96.8% | 86% | 97.2% | 99.2% | 100% | 1.21 | 25 | 15 | N/A | 2013 | NREL ATB: Commercial Solar | LBL Tracking the Sun | DNV Proprietary Data
US | Large 1 | Solar PV | Commercial | 500 | 1550.069 | 775034.4989 | 17.69% | 19.8% | 97.5% | 86% | 97.37% | 99.25% | 100% | 1.21 | 25 | 15 | N/A | 2014 | NREL ATB: Commercial Solar | LBL Tracking the Sun | DNV Proprietary Data
US | Large 1 | Solar PV | Commercial | 500 | 1552.8978 | 776448.9142 | 17.73% | 20% | 98% | 86% | 97.72% | 99.35% | 100% | 1.21 | 25 | 15 | N/A | 2015 | NREL ATB: Commercial Solar | LBL Tracking the Sun | DNV Proprietary Data
US | Large 1 | Solar PV | Commercial | 500 | 1554.5237 | 777261.8464 | 17.75% | 20% | 98% | 86% | 97.72% | 99.35% | 100% | 1.21 | 25 | 16 | N/A | 2016 | NREL ATB: Commercial Solar | LBL Tracking the Sun | DNV Proprietary Data
US | Large 1 | Solar PV | Commercial | 500 | 1556.706 | 778353.0072 | 17.77% | 20.2% | 98% | 86% | 97.72% | 99.35% | 100% | 1.21 | 25 | 17 | N/A | 2017 | NREL ATB: Commercial Solar | LBL Tracking the Sun | DNV Proprietary Data
US | Large 1 | Solar PV | Commercial | 500 | 1558.7417 | 779370.8462 | 17.79% | 20.2% | 98% | 85.9% | 97.72% | 99.35% | 100% | 1.21 | 25 | 18 | N/A | 2018 | NREL ATB: Commercial Solar | LBL Tracking the Sun | DNV Proprietary Data
US | Large 1 | Solar PV | Commercial | 500 | 1561.3169 | 780658.4731 | 17.82% | 20.8% | 98% | 85.9% | 97.72% | 99.35% | 100% | 1.21 | 25 | 18 | N/A | 2019 | NREL ATB: Commercial Solar | LBL Tracking the Sun | DNV Proprietary Data
US | Large 1 | Solar PV | Commercial | 500 | 1563.9837 | 781991.8488 | 17.85% | 20.8% | 98% | 85.9% | 97.72% | 99.35% | 100% | 1.21 | 25 | 18 | N/A | 2020 | NREL ATB: Commercial Solar | LBL Tracking the Sun | DNV Proprietary Data
US | Large 1 | Solar PV | Commercial | 500 | 1566.7158 | 783357.9166 | 17.88% | 21% | 98% | 85.9% | 97.72% | 99.35% | 100% | 1.21 | 25 | 20 | N/A | 2021 | NREL ATB: Commercial Solar | LBL Tracking the Sun | DNV Proprietary Data
US | Large 1 | Solar PV | Commercial | 500 | 1566.7158 | 783357.9166 | 17.89% | 21% | 98% | 85.9% | 97.72% | 99.35% | 100% | 1.21 | 25 | 20 | N/A | 2022 | NREL ATB: Commercial Solar | LBL Tracking the Sun | DNV Proprietary Data
US | Medium | Solar PV | Commercial | 250 | 1541.5968 | 385399.1973 | 17.6% | 19.8% | 95.9% | 86% | 97.02% | 99.15% | 100% | 1.21 | 25 | 15 | N/A | 2012 | NREL ATB: Commercial Solar | LBL Tracking the Sun | DNV Proprietary Data
US | Medium | Solar PV | Commercial | 250 | 1543.1492 | 385787.3115 | 17.62% | 19.8% | 96.8% | 86% | 97.2% | 99.2% | 100% | 1.21 | 25 | 15 | N/A | 2013 | NREL ATB: Commercial Solar | LBL Tracking the Sun | DNV Proprietary Data
US | Medium | Solar PV | Commercial | 250 | 1545.6401 | 386410.0374 | 17.64% | 19.8% | 97.5% | 86% | 97.37% | 99.25% | 100% | 1.21 | 25 | 15 | N/A | 2014 | NREL ATB: Commercial Solar | LBL Tracking the Sun | DNV Proprietary Data
US | Medium | Solar PV | Commercial | 250 | 1548.7222 | 387180.5553 | 17.68% | 20% | 98% | 86% | 97.72% | 99.35% | 100% | 1.21 | 25 | 15 | N/A | 2015 | NREL ATB: Commercial Solar | LBL Tracking the Sun | DNV Proprietary Data
US | Medium | Solar PV | Commercial | 250 | 1550.7324 | 387683.1046 | 17.7% | 20% | 98% | 86% | 97.72% | 99.35% | 100% | 1.21 | 25 | 16 | N/A | 2016 | NREL ATB: Commercial Solar | LBL Tracking the Sun | DNV Proprietary Data
US | Medium | Solar PV | Commercial | 250 | 1553.0208 | 388255.1965 | 17.73% | 20.2% | 98% | 86% | 97.72% | 99.35% | 100% | 1.21 | 25 | 17 | N/A | 2017 | NREL ATB: Commercial Solar | LBL Tracking the Sun | DNV Proprietary Data
US | Medium | Solar PV | Commercial | 250 | 1555.2198 | 388804.9426 | 17.75% | 20.2% | 98% | 85.9% | 97.72% | 99.35% | 100% | 1.21 | 25 | 18 | N/A | 2018 | NREL ATB: Commercial Solar | LBL Tracking the Sun | DNV Proprietary Data
US | Medium | Solar PV | Commercial | 250 | 1557.9064 | 389476.6081 | 17.78% | 20.8% | 98% | 85.9% | 97.72% | 99.35% | 100% | 1.21 | 25 | 18 | N/A | 2019 | NREL ATB: Commercial Solar | LBL Tracking the Sun | DNV Proprietary Data
US | Medium | Solar PV | Commercial | 250 | 1559.9904 | 389997.5966 | 17.81% | 20.8% | 98% | 85.9% | 97.72% | 99.35% | 100% | 1.21 | 25 | 18 | N/A | 2020 | NREL ATB: Commercial Solar | LBL Tracking the Sun | DNV Proprietary Data
US | Medium | Solar PV | Commercial | 250 | 1562.8295 | 390707.3638 | 17.84% | 21% | 98% | 85.9% | 97.72% | 99.35% | 100% | 1.21 | 25 | 20 | N/A | 2021 | NREL ATB: Commercial Solar | LBL Tracking the Sun | DNV Proprietary Data
US | Medium | Solar PV | Commercial | 250 | 1562.8295 | 390707.3638 | 17.85% | 21% | 98% | 85.9% | 97.72% | 99.35% | 100% | 1.21 | 25 | 20 | N/A | 2022 | NREL ATB: Commercial Solar | LBL Tracking the Sun | DNV Proprietary Data
US | Small 1 | Solar PV | Commercial | 33.83 | 1529.9863 | 51759.436 | 17.47% | 19.8% | 95.9% | 86% | 97.02% | 99.15% | 100% | 1.17 | 25 | 15 | N/A | 2012 | NREL ATB: Commercial Solar | LBL Tracking the Sun | DNV Proprietary Data
US | Small 1 | Solar PV | Commercial | 37.4 | 1531.7271 | 57286.592 | 17.49% | 19.8% | 96.8% | 86% | 97.2% | 99.2% | 100% | 1.17 | 25 | 15 | N/A | 2013 | NREL ATB: Commercial Solar | LBL Tracking the Sun | DNV Proprietary Data
US | Small 1 | Solar PV | Commercial | 34.68 | 1534.6261 | 53220.8324 | 17.52% | 19.8% | 97.5% | 86% | 97.37% | 99.25% | 100% | 1.17 | 25 | 15 | N/A | 2014 | NREL ATB: Commercial Solar | LBL Tracking the Sun | DNV Proprietary Data
US | Small 1 | Solar PV | Commercial | 32.81 | 1537.1289 | 50433.1983 | 17.55% | 20% | 98% | 86% | 97.72% | 99.35% | 100% | 1.17 | 25 | 15 | N/A | 2015 | NREL ATB: Commercial Solar | LBL Tracking the Sun | DNV Proprietary Data
US | Small 1 | Solar PV | Commercial | 33.15 | 1538.7606 | 51009.9148 | 17.57% | 20% | 98% | 86% | 97.72% | 99.35% | 100% | 1.17 | 25 | 16 | N/A | 2016 | NREL ATB: Commercial Solar | LBL Tracking the Sun | DNV Proprietary Data
US | Small 1 | Solar PV | Commercial | 38.76 | 1540.5539 | 59711.8695 | 17.59% | 20.2% | 98% | 86% | 97.72% | 99.35% | 100% | 1.17 | 25 | 17 | N/A | 2017 | NREL ATB: Commercial Solar | LBL Tracking the Sun | DNV Proprietary Data
US | Small 1 | Solar PV | Commercial | 39.27 | 1543.222 | 60602.3271 | 17.62% | 20.2% | 98% | 85.9% | 97.72% | 99.35% | 100% | 1.17 | 25 | 18 | N/A | 2018 | NREL ATB: Commercial Solar | LBL Tracking the Sun | DNV Proprietary Data
US | Small 1 | Solar PV | Commercial | 38.25 | 1544.876 | 59091.5053 | 17.64% | 20.8% | 98% | 85.9% | 97.72% | 99.35% | 100% | 1.17 | 25 | 18 | N/A | 2019 | NREL ATB: Commercial Solar | LBL Tracking the Sun | DNV Proprietary Data
US | Small 1 | Solar PV | Commercial | 36.38 | 1547.553 | 56299.9795 | 17.67% | 20.8% | 98% | 85.9% | 97.72% | 99.35% | 100% | 1.17 | 25 | 18 | N/A | 2020 | NREL ATB: Commercial Solar | LBL Tracking the Sun | DNV Proprietary Data
US | Small 1 | Solar PV | Commercial | 32.64 | 1549.7731 | 50584.5943 | 17.69% | 21% | 98% | 85.9% | 97.72% | 99.35% | 100% | 1.17 | 25 | 20 | N/A | 2021 | NREL ATB: Commercial Solar | LBL Tracking the Sun | DNV Proprietary Data
US | Small 1 | Solar PV | Commercial | 34.1193 | 1550.3504 | 52896.9449 | 17.7% | 21% | 98% | 85.9% | 97.72% | 99.35% | 100% | 1.17 | 25 | 20 | N/A | 2022 | NREL ATB: Commercial Solar | LBL Tracking the Sun | DNV Proprietary Data
US | Small 2 | Solar PV | Commercial | 100 | 1529.9863 | 152998.6285 | 17.47% | 19.8% | 95.9% | 86% | 97.02% | 99.15% | 100% | 1.17 | 25 | 15 | N/A | 2012 | NREL ATB: Commercial Solar | LBL Tracking the Sun | DNV Proprietary Data
US | Small 2 | Solar PV | Commercial | 100 | 1531.7271 | 153172.7059 | 17.49% | 19.8% | 96.8% | 86% | 97.2% | 99.2% | 100% | 1.17 | 25 | 15 | N/A | 2013 | NREL ATB: Commercial Solar | LBL Tracking the Sun | DNV Proprietary Data
US | Small 2 | Solar PV | Commercial | 100 | 1534.6261 | 153462.6078 | 17.52% | 19.8% | 97.5% | 86% | 97.37% | 99.25% | 100% | 1.17 | 25 | 15 | N/A | 2014 | NREL ATB: Commercial Solar | LBL Tracking the Sun | DNV Proprietary Data
US | Small 2 | Solar PV | Commercial | 100 | 1537.1289 | 153712.8874 | 17.55% | 20% | 98% | 86% | 97.72% | 99.35% | 100% | 1.17 | 25 | 15 | N/A | 2015 | NREL ATB: Commercial Solar | LBL Tracking the Sun | DNV Proprietary Data
US | Small 2 | Solar PV | Commercial | 100 | 1538.7606 | 153876.0627 | 17.57% | 20% | 98% | 86% | 97.72% | 99.35% | 100% | 1.17 | 25 | 16 | N/A | 2016 | NREL ATB: Commercial Solar | LBL Tracking the Sun | DNV Proprietary Data
US | Small 2 | Solar PV | Commercial | 100 | 1540.5539 | 154055.3909 | 17.59% | 20.2% | 98% | 86% | 97.72% | 99.35% | 100% | 1.17 | 25 | 17 | N/A | 2017 | NREL ATB: Commercial Solar | LBL Tracking the Sun | DNV Proprietary Data
US | Small 2 | Solar PV | Commercial | 100 | 1543.222 | 154322.1978 | 17.62% | 20.2% | 98% | 85.9% | 97.72% | 99.35% | 100% | 1.17 | 25 | 18 | N/A | 2018 | NREL ATB: Commercial Solar | LBL Tracking the Sun | DNV Proprietary Data
US | Small 2 | Solar PV | Commercial | 100 | 1544.876 | 154487.5955 | 17.64% | 20.8% | 98% | 85.9% | 97.72% | 99.35% | 100% | 1.17 | 25 | 18 | N/A | 2019 | NREL ATB: Commercial Solar | LBL Tracking the Sun | DNV Proprietary Data
US | Small 2 | Solar PV | Commercial | 100 | 1547.553 | 154755.3038 | 17.67% | 20.8% | 98% | 85.9% | 97.72% | 99.35% | 100% | 1.17 | 25 | 18 | N/A | 2020 | NREL ATB: Commercial Solar | LBL Tracking the Sun | DNV Proprietary Data
US | Small 2 | Solar PV | Commercial | 100 | 1549.7731 | 154977.3109 | 17.69% | 21% | 98% | 85.9% | 97.72% | 99.35% | 100% | 1.17 | 25 | 20 | N/A | 2021 | NREL ATB: Commercial Solar | LBL Tracking the Sun | DNV Proprietary Data
US | Small 2 | Solar PV | Commercial | 100 | 1549.7731 | 154977.3109 | 17.7% | 21% | 98% | 85.9% | 97.72% | 99.35% | 100% | 1.17 | 25 | 20 | N/A | 2022 | NREL ATB: Commercial Solar | LBL Tracking the Sun | DNV Proprietary Data
UT | Large 2 | Solar PV | Commercial | 1000 | 1456.9029 | 1456902.8763 | 16.63% | 19.8% | 95.9% | 86% | 97.02% | 99.15% | 100% | 1.23 | 25 | 15 | Salt Lake City, UT | 2012 | NREL ATB: Commercial Solar | LBL Tracking the Sun | DNV Proprietary Data
UT | Large 2 | Solar PV | Commercial | 1000 | 1459.1254 | 1459125.4035 | 16.66% | 19.8% | 96.8% | 86% | 97.2% | 99.2% | 100% | 1.23 | 25 | 15 | Salt Lake City, UT | 2013 | NREL ATB: Commercial Solar | LBL Tracking the Sun | DNV Proprietary Data
UT | Large 2 | Solar PV | Commercial | 1000 | 1460.9685 | 1460968.5244 | 16.68% | 19.8% | 97.5% | 86% | 97.37% | 99.25% | 100% | 1.23 | 25 | 15 | Salt Lake City, UT | 2014 | NREL ATB: Commercial Solar | LBL Tracking the Sun | DNV Proprietary Data
UT | Large 2 | Solar PV | Commercial | 1000 | 1463.7289 | 1463728.8591 | 16.71% | 20% | 98% | 86% | 97.72% | 99.35% | 100% | 1.23 | 25 | 15 | Salt Lake City, UT | 2015 | NREL ATB: Commercial Solar | LBL Tracking the Sun | DNV Proprietary Data
UT | Large 2 | Solar PV | Commercial | 1000 | 1465.7989 | 1465798.9245 | 16.73% | 20% | 98% | 86% | 97.72% | 99.35% | 100% | 1.23 | 25 | 16 | Salt Lake City, UT | 2016 | NREL ATB: Commercial Solar | LBL Tracking the Sun | DNV Proprietary Data
UT | Large 2 | Solar PV | Commercial | 1000 | 1467.3606 | 1467360.5639 | 16.75% | 20.2% | 98% | 86% | 97.72% | 99.35% | 100% | 1.23 | 25 | 17 | Salt Lake City, UT | 2017 | NREL ATB: Commercial Solar | LBL Tracking the Sun | DNV Proprietary Data
UT | Large 2 | Solar PV | Commercial | 1000 | 1469.778 | 1469778.0276 | 16.78% | 20.2% | 98% | 85.9% | 97.72% | 99.35% | 100% | 1.23 | 25 | 18 | Salt Lake City, UT | 2018 | NREL ATB: Commercial Solar | LBL Tracking the Sun | DNV Proprietary Data
UT | Large 2 | Solar PV | Commercial | 1000 | 1472.0347 | 1472034.6523 | 16.8% | 20.8% | 98% | 85.9% | 97.72% | 99.35% | 100% | 1.23 | 25 | 18 | Salt Lake City, UT | 2019 | NREL ATB: Commercial Solar | LBL Tracking the Sun | DNV Proprietary Data
UT | Large 2 | Solar PV | Commercial | 1000 | 1474.7273 | 1474727.2927 | 16.83% | 20.8% | 98% | 85.9% | 97.72% | 99.35% | 100% | 1.23 | 25 | 18 | Salt Lake City, UT | 2020 | NREL ATB: Commercial Solar | LBL Tracking the Sun | DNV Proprietary Data
UT | Large 2 | Solar PV | Commercial | 1000 | 1476.5921 | 1476592.0935 | 16.86% | 21% | 98% | 85.9% | 97.72% | 99.35% | 100% | 1.23 | 25 | 20 | Salt Lake City, UT | 2021 | NREL ATB: Commercial Solar | LBL Tracking the Sun | DNV Proprietary Data
UT | Large 2 | Solar PV | Commercial | 1000 | 1476.5921 | 1476592.0935 | 16.86% | 21% | 98% | 85.9% | 97.72% | 99.35% | 100% | 1.23 | 25 | 20 | Salt Lake City, UT | 2022 | NREL ATB: Commercial Solar | LBL Tracking the Sun | DNV Proprietary Data
UT | Large 1 | Solar PV | Commercial | 500 | 1442.4756 | 721237.7758 | 16.47% | 19.8% | 95.9% | 86% | 97.02% | 99.15% | 100% | 1.21 | 25 | 15 | Salt Lake City, UT | 2012 | NREL ATB: Commercial Solar | LBL Tracking the Sun | DNV Proprietary Data
UT | Large 1 | Solar PV | Commercial | 500 | 1445.2293 | 722614.6324 | 16.5% | 19.8% | 96.8% | 86% | 97.2% | 99.2% | 100% | 1.21 | 25 | 15 | Salt Lake City, UT | 2013 | NREL ATB: Commercial Solar | LBL Tracking the Sun | DNV Proprietary Data
UT | Large 1 | Solar PV | Commercial | 500 | 1447.1334 | 723566.6769 | 16.52% | 19.8% | 97.5% | 86% | 97.37% | 99.25% | 100% | 1.21 | 25 | 15 | Salt Lake City, UT | 2014 | NREL ATB: Commercial Solar | LBL Tracking the Sun | DNV Proprietary Data
UT | Large 1 | Solar PV | Commercial | 500 | 1449.5853 | 724792.6684 | 16.55% | 20% | 98% | 86% | 97.72% | 99.35% | 100% | 1.21 | 25 | 15 | Salt Lake City, UT | 2015 | NREL ATB: Commercial Solar | LBL Tracking the Sun | DNV Proprietary Data
UT | Large 1 | Solar PV | Commercial | 500 | 1452.2169 | 726108.4584 | 16.58% | 20% | 98% | 86% | 97.72% | 99.35% | 100% | 1.21 | 25 | 16 | Salt Lake City, UT | 2016 | NREL ATB: Commercial Solar | LBL Tracking the Sun | DNV Proprietary Data
UT | Large 1 | Solar PV | Commercial | 500 | 1454.6009 | 727300.462 | 16.61% | 20.2% | 98% | 86% | 97.72% | 99.35% | 100% | 1.21 | 25 | 17 | Salt Lake City, UT | 2017 | NREL ATB: Commercial Solar | LBL Tracking the Sun | DNV Proprietary Data
UT | Large 1 | Solar PV | Commercial | 500 | 1457.3245 | 728662.2621 | 16.64% | 20.2% | 98% | 85.9% | 97.72% | 99.35% | 100% | 1.21 | 25 | 18 | Salt Lake City, UT | 2018 | NREL ATB: Commercial Solar | LBL Tracking the Sun | DNV Proprietary Data
UT | Large 1 | Solar PV | Commercial | 500 | 1459.8408 | 729920.4178 | 16.66% | 20.8% | 98% | 85.9% | 97.72% | 99.35% | 100% | 1.21 | 25 | 18 | Salt Lake City, UT | 2019 | NREL ATB: Commercial Solar | LBL Tracking the Sun | DNV Proprietary Data
UT | Large 1 | Solar PV | Commercial | 500 | 1462.666 | 731332.9801 | 16.7% | 20.8% | 98% | 85.9% | 97.72% | 99.35% | 100% | 1.21 | 25 | 18 | Salt Lake City, UT | 2020 | NREL ATB: Commercial Solar | LBL Tracking the Sun | DNV Proprietary Data
UT | Large 1 | Solar PV | Commercial | 500 | 1465.2329 | 732616.4727 | 16.73% | 21% | 98% | 85.9% | 97.72% | 99.35% | 100% | 1.21 | 25 | 20 | Salt Lake City, UT | 2021 | NREL ATB: Commercial Solar | LBL Tracking the Sun | DNV Proprietary Data
UT | Large 1 | Solar PV | Commercial | 500 | 1465.2329 | 732616.4727 | 16.73% | 21% | 98% | 85.9% | 97.72% | 99.35% | 100% | 1.21 | 25 | 20 | Salt Lake City, UT | 2022 | NREL ATB: Commercial Solar | LBL Tracking the Sun | DNV Proprietary Data
UT | Medium | Solar PV | Commercial | 250 | 1443.5208 | 360880.2059 | 16.48% | 19.8% | 95.9% | 86% | 97.02% | 99.15% | 100% | 1.21 | 25 | 15 | Salt Lake City, UT | 2012 | NREL ATB: Commercial Solar | LBL Tracking the Sun | DNV Proprietary Data
UT | Medium | Solar PV | Commercial | 250 | 1445.4342 | 361358.5512 | 16.5% | 19.8% | 96.8% | 86% | 97.2% | 99.2% | 100% | 1.21 | 25 | 15 | Salt Lake City, UT | 2013 | NREL ATB: Commercial Solar | LBL Tracking the Sun | DNV Proprietary Data
UT | Medium | Solar PV | Commercial | 250 | 1447.6061 | 361901.5275 | 16.53% | 19.8% | 97.5% | 86% | 97.37% | 99.25% | 100% | 1.21 | 25 | 15 | Salt Lake City, UT | 2014 | NREL ATB: Commercial Solar | LBL Tracking the Sun | DNV Proprietary Data
UT | Medium | Solar PV | Commercial | 250 | 1449.8358 | 362458.951 | 16.55% | 20% | 98% | 86% | 97.72% | 99.35% | 100% | 1.21 | 25 | 15 | Salt Lake City, UT | 2015 | NREL ATB: Commercial Solar | LBL Tracking the Sun | DNV Proprietary Data
UT | Medium | Solar PV | Commercial | 250 | 1452.6967 | 363174.1813 | 16.58% | 20% | 98% | 86% | 97.72% | 99.35% | 100% | 1.21 | 25 | 16 | Salt Lake City, UT | 2016 | NREL ATB: Commercial Solar | LBL Tracking the Sun | DNV Proprietary Data
UT | Medium | Solar PV | Commercial | 250 | 1455.3709 | 363842.7325 | 16.61% | 20.2% | 98% | 86% | 97.72% | 99.35% | 100% | 1.21 | 25 | 17 | Salt Lake City, UT | 2017 | NREL ATB: Commercial Solar | LBL Tracking the Sun | DNV Proprietary Data
UT | Medium | Solar PV | Commercial | 250 | 1457.6512 | 364412.8054 | 16.64% | 20.2% | 98% | 85.9% | 97.72% | 99.35% | 100% | 1.21 | 25 | 18 | Salt Lake City, UT | 2018 | NREL ATB: Commercial Solar | LBL Tracking the Sun | DNV Proprietary Data
UT | Medium | Solar PV | Commercial | 250 | 1460.2017 | 365050.4177 | 16.67% | 20.8% | 98% | 85.9% | 97.72% | 99.35% | 100% | 1.21 | 25 | 18 | Salt Lake City, UT | 2019 | NREL ATB: Commercial Solar | LBL Tracking the Sun | DNV Proprietary Data
UT | Medium | Solar PV | Commercial | 250 | 1462.7467 | 365686.6774 | 16.7% | 20.8% | 98% | 85.9% | 97.72% | 99.35% | 100% | 1.21 | 25 | 18 | Salt Lake City, UT | 2020 | NREL ATB: Commercial Solar | LBL Tracking the Sun | DNV Proprietary Data
UT | Medium | Solar PV | Commercial | 250 | 1465.2329 | 366308.2364 | 16.73% | 21% | 98% | 85.9% | 97.72% | 99.35% | 100% | 1.21 | 25 | 20 | Salt Lake City, UT | 2021 | NREL ATB: Commercial Solar | LBL Tracking the Sun | DNV Proprietary Data
UT | Medium | Solar PV | Commercial | 250 | 1465.2329 | 366308.2364 | 16.73% | 21% | 98% | 85.9% | 97.72% | 99.35% | 100% | 1.21 | 25 | 20 | Salt Lake City, UT | 2022 | NREL ATB: Commercial Solar | LBL Tracking the Sun | DNV Proprietary Data
UT | Small 1 | Solar PV | Commercial | 33.83 | 1445.7258 | 48908.905 | 16.5% | 19.8% | 95.9% | 86% | 97.02% | 99.15% | 100% | 1.17 | 25 | 15 | Salt Lake City, UT | 2012 | NREL ATB: Commercial Solar | LBL Tracking the Sun | DNV Proprietary Data
UT | Small 1 | Solar PV | Commercial | 37.4 | 1447.4182 | 54133.4416 | 16.52% | 19.8% | 96.8% | 86% | 97.2% | 99.2% | 100% | 1.17 | 25 | 15 | Salt Lake City, UT | 2013 | NREL ATB: Commercial Solar | LBL Tracking the Sun | DNV Proprietary Data
UT | Small 1 | Solar PV | Commercial | 34.68 | 1450.1841 | 50292.383 | 16.55% | 19.8% | 97.5% | 86% | 97.37% | 99.25% | 100% | 1.17 | 25 | 15 | Salt Lake City, UT | 2014 | NREL ATB: Commercial Solar | LBL Tracking the Sun | DNV Proprietary Data
UT | Small 1 | Solar PV | Commercial | 32.81 | 1452.6682 | 47662.0449 | 16.58% | 20% | 98% | 86% | 97.72% | 99.35% | 100% | 1.17 | 25 | 15 | Salt Lake City, UT | 2015 | NREL ATB: Commercial Solar | LBL Tracking the Sun | DNV Proprietary Data
UT | Small 1 | Solar PV | Commercial | 33.15 | 1454.1565 | 48205.2879 | 16.6% | 20% | 98% | 86% | 97.72% | 99.35% | 100% | 1.17 | 25 | 16 | Salt Lake City, UT | 2016 | NREL ATB: Commercial Solar | LBL Tracking the Sun | DNV Proprietary Data
UT | Small 1 | Solar PV | Commercial | 38.76 | 1456.657 | 56460.024 | 16.63% | 20.2% | 98% | 86% | 97.72% | 99.35% | 100% | 1.17 | 25 | 17 | Salt Lake City, UT | 2017 | NREL ATB: Commercial Solar | LBL Tracking the Sun | DNV Proprietary Data
UT | Small 1 | Solar PV | Commercial | 39.27 | 1458.7421 | 57284.8005 | 16.65% | 20.2% | 98% | 85.9% | 97.72% | 99.35% | 100% | 1.17 | 25 | 18 | Salt Lake City, UT | 2018 | NREL ATB: Commercial Solar | LBL Tracking the Sun | DNV Proprietary Data
UT | Small 1 | Solar PV | Commercial | 38.25 | 1461.2963 | 55894.5823 | 16.68% | 20.8% | 98% | 85.9% | 97.72% | 99.35% | 100% | 1.17 | 25 | 18 | Salt Lake City, UT | 2019 | NREL ATB: Commercial Solar | LBL Tracking the Sun | DNV Proprietary Data
UT | Small 1 | Solar PV | Commercial | 36.38 | 1462.8842 | 53219.7273 | 16.7% | 20.8% | 98% | 85.9% | 97.72% | 99.35% | 100% | 1.17 | 25 | 18 | Salt Lake City, UT | 2020 | NREL ATB: Commercial Solar | LBL Tracking the Sun | DNV Proprietary Data
UT | Small 1 | Solar PV | Commercial | 32.64 | 1464.679 | 47807.1214 | 16.72% | 21% | 98% | 85.9% | 97.72% | 99.35% | 100% | 1.17 | 25 | 20 | Salt Lake City, UT | 2021 | NREL ATB: Commercial Solar | LBL Tracking the Sun | DNV Proprietary Data
UT | Small 1 | Solar PV | Commercial | 34.1193 | 1465.2245 | 49992.5067 | 16.73% | 21% | 98% | 85.9% | 97.72% | 99.35% | 100% | 1.17 | 25 | 20 | Salt Lake City, UT | 2022 | NREL ATB: Commercial Solar | LBL Tracking the Sun | DNV Proprietary Data
UT | Small 2 | Solar PV | Commercial | 100 | 1445.7258 | 144572.5834 | 16.5% | 19.8% | 95.9% | 86% | 97.02% | 99.15% | 100% | 1.17 | 25 | 15 | Salt Lake City, UT | 2012 | NREL ATB: Commercial Solar | LBL Tracking the Sun | DNV Proprietary Data
UT | Small 2 | Solar PV | Commercial | 100 | 1447.4182 | 144741.8224 | 16.52% | 19.8% | 96.8% | 86% | 97.2% | 99.2% | 100% | 1.17 | 25 | 15 | Salt Lake City, UT | 2013 | NREL ATB: Commercial Solar | LBL Tracking the Sun | DNV Proprietary Data
UT | Small 2 | Solar PV | Commercial | 100 | 1450.1841 | 145018.4055 | 16.55% | 19.8% | 97.5% | 86% | 97.37% | 99.25% | 100% | 1.17 | 25 | 15 | Salt Lake City, UT | 2014 | NREL ATB: Commercial Solar | LBL Tracking the Sun | DNV Proprietary Data
UT | Small 2 | Solar PV | Commercial | 100 | 1452.6682 | 145266.8238 | 16.58% | 20% | 98% | 86% | 97.72% | 99.35% | 100% | 1.17 | 25 | 15 | Salt Lake City, UT | 2015 | NREL ATB: Commercial Solar | LBL Tracking the Sun | DNV Proprietary Data
UT | Small 2 | Solar PV | Commercial | 100 | 1454.1565 | 145415.6498 | 16.6% | 20% | 98% | 86% | 97.72% | 99.35% | 100% | 1.17 | 25 | 16 | Salt Lake City, UT | 2016 | NREL ATB: Commercial Solar | LBL Tracking the Sun | DNV Proprietary Data
UT | Small 2 | Solar PV | Commercial | 100 | 1456.657 | 145665.6966 | 16.63% | 20.2% | 98% | 86% | 97.72% | 99.35% | 100% | 1.17 | 25 | 17 | Salt Lake City, UT | 2017 | NREL ATB: Commercial Solar | LBL Tracking the Sun | DNV Proprietary Data
UT | Small 2 | Solar PV | Commercial | 100 | 1458.7421 | 145874.2055 | 16.65% | 20.2% | 98% | 85.9% | 97.72% | 99.35% | 100% | 1.17 | 25 | 18 | Salt Lake City, UT | 2018 | NREL ATB: Commercial Solar | LBL Tracking the Sun | DNV Proprietary Data
UT | Small 2 | Solar PV | Commercial | 100 | 1461.2963 | 146129.6269 | 16.68% | 20.8% | 98% | 85.9% | 97.72% | 99.35% | 100% | 1.17 | 25 | 18 | Salt Lake City, UT | 2019 | NREL ATB: Commercial Solar | LBL Tracking the Sun | DNV Proprietary Data
UT | Small 2 | Solar PV | Commercial | 100 | 1462.8842 | 146288.4203 | 16.7% | 20.8% | 98% | 85.9% | 97.72% | 99.35% | 100% | 1.17 | 25 | 18 | Salt Lake City, UT | 2020 | NREL ATB: Commercial Solar | LBL Tracking the Sun | DNV Proprietary Data
UT | Small 2 | Solar PV | Commercial | 100 | 1464.679 | 146467.8966 | 16.72% | 21% | 98% | 85.9% | 97.72% | 99.35% | 100% | 1.17 | 25 | 20 | Salt Lake City, UT | 2021 | NREL ATB: Commercial Solar | LBL Tracking the Sun | DNV Proprietary Data
UT | Small 2 | Solar PV | Commercial | 100 | 1464.679 | 146467.8966 | 16.73% | 21% | 98% | 85.9% | 97.72% | 99.35% | 100% | 1.17 | 25 | 20 | Salt Lake City, UT | 2022 | NREL ATB: Commercial Solar | LBL Tracking the Sun | DNV Proprietary Data
VA | Large 2 | Solar PV | Commercial | 1000 | 1365.0427 | 1365042.7081 | 15.58% | 19.8% | 95.9% | 86% | 97.02% | 99.15% | 100% | 1.23 | 25 | 15 | Richmond, VA | 2012 | NREL ATB: Commercial Solar | LBL Tracking the Sun | DNV Proprietary Data
VA | Large 2 | Solar PV | Commercial | 1000 | 1366.6581 | 1366658.0749 | 15.6% | 19.8% | 96.8% | 86% | 97.2% | 99.2% | 100% | 1.23 | 25 | 15 | Richmond, VA | 2013 | NREL ATB: Commercial Solar | LBL Tracking the Sun | DNV Proprietary Data
VA | Large 2 | Solar PV | Commercial | 1000 | 1369.2673 | 1369267.2791 | 15.63% | 19.8% | 97.5% | 86% | 97.37% | 99.25% | 100% | 1.23 | 25 | 15 | Richmond, VA | 2014 | NREL ATB: Commercial Solar | LBL Tracking the Sun | DNV Proprietary Data
VA | Large 2 | Solar PV | Commercial | 1000 | 1371.8796 | 1371879.6043 | 15.66% | 20% | 98% | 86% | 97.72% | 99.35% | 100% | 1.23 | 25 | 15 | Richmond, VA | 2015 | NREL ATB: Commercial Solar | LBL Tracking the Sun | DNV Proprietary Data
VA | Large 2 | Solar PV | Commercial | 1000 | 1373.3768 | 1373376.8085 | 15.68% | 20% | 98% | 86% | 97.72% | 99.35% | 100% | 1.23 | 25 | 16 | Richmond, VA | 2016 | NREL ATB: Commercial Solar | LBL Tracking the Sun | DNV Proprietary Data
VA | Large 2 | Solar PV | Commercial | 1000 | 1375.9014 | 1375901.3719 | 15.71% | 20.2% | 98% | 86% | 97.72% | 99.35% | 100% | 1.23 | 25 | 17 | Richmond, VA | 2017 | NREL ATB: Commercial Solar | LBL Tracking the Sun | DNV Proprietary Data
VA | Large 2 | Solar PV | Commercial | 1000 | 1378.4793 | 1378479.3492 | 15.74% | 20.2% | 98% | 85.9% | 97.72% | 99.35% | 100% | 1.23 | 25 | 18 | Richmond, VA | 2018 | NREL ATB: Commercial Solar | LBL Tracking the Sun | DNV Proprietary Data
VA | Large 2 | Solar PV | Commercial | 1000 | 1380.3483 | 1380348.2808 | 15.76% | 20.8% | 98% | 85.9% | 97.72% | 99.35% | 100% | 1.23 | 25 | 18 | Richmond, VA | 2019 | NREL ATB: Commercial Solar | LBL Tracking the Sun | DNV Proprietary Data
VA | Large 2 | Solar PV | Commercial | 1000 | 1382.025 | 1382024.9833 | 15.78% | 20.8% | 98% | 85.9% | 97.72% | 99.35% | 100% | 1.23 | 25 | 18 | Richmond, VA | 2020 | NREL ATB: Commercial Solar | LBL Tracking the Sun | DNV Proprietary Data
VA | Large 2 | Solar PV | Commercial | 1000 | 1383.9395 | 1383939.5429 | 15.8% | 21% | 98% | 85.9% | 97.72% | 99.35% | 100% | 1.23 | 25 | 20 | Richmond, VA | 2021 | NREL ATB: Commercial Solar | LBL Tracking the Sun | DNV Proprietary Data
VA | Large 2 | Solar PV | Commercial | 1000 | 1383.9395 | 1383939.5429 | 15.8% | 21% | 98% | 85.9% | 97.72% | 99.35% | 100% | 1.23 | 25 | 20 | Richmond, VA | 2022 | NREL ATB: Commercial Solar | LBL Tracking the Sun | DNV Proprietary Data
VA | Large 1 | Solar PV | Commercial | 500 | 1351.8124 | 675906.2022 | 15.43% | 19.8% | 95.9% | 86% | 97.02% | 99.15% | 100% | 1.21 | 25 | 15 | Richmond, VA | 2012 | NREL ATB: Commercial Solar | LBL Tracking the Sun | DNV Proprietary Data
VA | Large 1 | Solar PV | Commercial | 500 | 1354.4533 | 677226.6712 | 15.46% | 19.8% | 96.8% | 86% | 97.2% | 99.2% | 100% | 1.21 | 25 | 15 | Richmond, VA | 2013 | NREL ATB: Commercial Solar | LBL Tracking the Sun | DNV Proprietary Data
VA | Large 1 | Solar PV | Commercial | 500 | 1356.7545 | 678377.2609 | 15.49% | 19.8% | 97.5% | 86% | 97.37% | 99.25% | 100% | 1.21 | 25 | 15 | Richmond, VA | 2014 | NREL ATB: Commercial Solar | LBL Tracking the Sun | DNV Proprietary Data
VA | Large 1 | Solar PV | Commercial | 500 | 1358.75 | 679375.0158 | 15.51% | 20% | 98% | 86% | 97.72% | 99.35% | 100% | 1.21 | 25 | 15 | Richmond, VA | 2015 | NREL ATB: Commercial Solar | LBL Tracking the Sun | DNV Proprietary Data
VA | Large 1 | Solar PV | Commercial | 500 | 1360.9573 | 680478.6491 | 15.54% | 20% | 98% | 86% | 97.72% | 99.35% | 100% | 1.21 | 25 | 16 | Richmond, VA | 2016 | NREL ATB: Commercial Solar | LBL Tracking the Sun | DNV Proprietary Data
VA | Large 1 | Solar PV | Commercial | 500 | 1363.414 | 681707.0152 | 15.56% | 20.2% | 98% | 86% | 97.72% | 99.35% | 100% | 1.21 | 25 | 17 | Richmond, VA | 2017 | NREL ATB: Commercial Solar | LBL Tracking the Sun | DNV Proprietary Data
VA | Large 1 | Solar PV | Commercial | 500 | 1365.242 | 682620.9956 | 15.58% | 20.2% | 98% | 85.9% | 97.72% | 99.35% | 100% | 1.21 | 25 | 18 | Richmond, VA | 2018 | NREL ATB: Commercial Solar | LBL Tracking the Sun | DNV Proprietary Data
VA | Large 1 | Solar PV | Commercial | 500 | 1367.8731 | 683936.5492 | 15.61% | 20.8% | 98% | 85.9% | 97.72% | 99.35% | 100% | 1.21 | 25 | 18 | Richmond, VA | 2019 | NREL ATB: Commercial Solar | LBL Tracking the Sun | DNV Proprietary Data
VA | Large 1 | Solar PV | Commercial | 500 | 1370.349 | 685174.4988 | 15.64% | 20.8% | 98% | 85.9% | 97.72% | 99.35% | 100% | 1.21 | 25 | 18 | Richmond, VA | 2020 | NREL ATB: Commercial Solar | LBL Tracking the Sun | DNV Proprietary Data
VA | Large 1 | Solar PV | Commercial | 500 | 1372.48 | 686239.9879 | 15.67% | 21% | 98% | 85.9% | 97.72% | 99.35% | 100% | 1.21 | 25 | 20 | Richmond, VA | 2021 | NREL ATB: Commercial Solar | LBL Tracking the Sun | DNV Proprietary Data
VA | Large 1 | Solar PV | Commercial | 500 | 1372.48 | 686239.9879 | 15.67% | 21% | 98% | 85.9% | 97.72% | 99.35% | 100% | 1.21 | 25 | 20 | Richmond, VA | 2022 | NREL ATB: Commercial Solar | LBL Tracking the Sun | DNV Proprietary Data
VA | Medium | Solar PV | Commercial | 250 | 1353.5901 | 338397.5362 | 15.45% | 19.8% | 95.9% | 86% | 97.02% | 99.15% | 100% | 1.21 | 25 | 15 | Richmond, VA | 2012 | NREL ATB: Commercial Solar | LBL Tracking the Sun | DNV Proprietary Data
VA | Medium | Solar PV | Commercial | 250 | 1355.1852 | 338796.3046 | 15.47% | 19.8% | 96.8% | 86% | 97.2% | 99.2% | 100% | 1.21 | 25 | 15 | Richmond, VA | 2013 | NREL ATB: Commercial Solar | LBL Tracking the Sun | DNV Proprietary Data
VA | Medium | Solar PV | Commercial | 250 | 1356.7351 | 339183.7798 | 15.49% | 19.8% | 97.5% | 86% | 97.37% | 99.25% | 100% | 1.21 | 25 | 15 | Richmond, VA | 2014 | NREL ATB: Commercial Solar | LBL Tracking the Sun | DNV Proprietary Data
VA | Medium | Solar PV | Commercial | 250 | 1358.6612 | 339665.306 | 15.51% | 20% | 98% | 86% | 97.72% | 99.35% | 100% | 1.21 | 25 | 15 | Richmond, VA | 2015 | NREL ATB: Commercial Solar | LBL Tracking the Sun | DNV Proprietary Data
VA | Medium | Solar PV | Commercial | 250 | 1361.3757 | 340343.9232 | 15.54% | 20% | 98% | 86% | 97.72% | 99.35% | 100% | 1.21 | 25 | 16 | Richmond, VA | 2016 | NREL ATB: Commercial Solar | LBL Tracking the Sun | DNV Proprietary Data
VA | Medium | Solar PV | Commercial | 250 | 1363.7232 | 340930.7953 | 15.57% | 20.2% | 98% | 86% | 97.72% | 99.35% | 100% | 1.21 | 25 | 17 | Richmond, VA | 2017 | NREL ATB: Commercial Solar | LBL Tracking the Sun | DNV Proprietary Data
VA | Medium | Solar PV | Commercial | 250 | 1365.2855 | 341321.3874 | 15.59% | 20.2% | 98% | 85.9% | 97.72% | 99.35% | 100% | 1.21 | 25 | 18 | Richmond, VA | 2018 | NREL ATB: Commercial Solar | LBL Tracking the Sun | DNV Proprietary Data
VA | Medium | Solar PV | Commercial | 250 | 1367.6603 | 341915.0827 | 15.61% | 20.8% | 98% | 85.9% | 97.72% | 99.35% | 100% | 1.21 | 25 | 18 | Richmond, VA | 2019 | NREL ATB: Commercial Solar | LBL Tracking the Sun | DNV Proprietary Data
VA | Medium | Solar PV | Commercial | 250 | 1370.098 | 342524.4886 | 15.64% | 20.8% | 98% | 85.9% | 97.72% | 99.35% | 100% | 1.21 | 25 | 18 | Richmond, VA | 2020 | NREL ATB: Commercial Solar | LBL Tracking the Sun | DNV Proprietary Data
VA | Medium | Solar PV | Commercial | 250 | 1372.48 | 343119.9939 | 15.67% | 21% | 98% | 85.9% | 97.72% | 99.35% | 100% | 1.21 | 25 | 20 | Richmond, VA | 2021 | NREL ATB: Commercial Solar | LBL Tracking the Sun | DNV Proprietary Data
VA | Medium | Solar PV | Commercial | 250 | 1372.48 | 343119.9939 | 15.67% | 21% | 98% | 85.9% | 97.72% | 99.35% | 100% | 1.21 | 25 | 20 | Richmond, VA | 2022 | NREL ATB: Commercial Solar | LBL Tracking the Sun | DNV Proprietary Data
VA | Small 1 | Solar PV | Commercial | 33.83 | 1354.4137 | 45819.8152 | 15.46% | 19.8% | 95.9% | 86% | 97.02% | 99.15% | 100% | 1.17 | 25 | 15 | Richmond, VA | 2012 | NREL ATB: Commercial Solar | LBL Tracking the Sun | DNV Proprietary Data
VA | Small 1 | Solar PV | Commercial | 37.4 | 1355.9999 | 50714.3981 | 15.48% | 19.8% | 96.8% | 86% | 97.2% | 99.2% | 100% | 1.17 | 25 | 15 | Richmond, VA | 2013 | NREL ATB: Commercial Solar | LBL Tracking the Sun | DNV Proprietary Data
VA | Small 1 | Solar PV | Commercial | 34.68 | 1357.9939 | 47095.2274 | 15.5% | 19.8% | 97.5% | 86% | 97.37% | 99.25% | 100% | 1.17 | 25 | 15 | Richmond, VA | 2014 | NREL ATB: Commercial Solar | LBL Tracking the Sun | DNV Proprietary Data
VA | Small 1 | Solar PV | Commercial | 32.81 | 1359.9547 | 44620.1124 | 15.52% | 20% | 98% | 86% | 97.72% | 99.35% | 100% | 1.17 | 25 | 15 | Richmond, VA | 2015 | NREL ATB: Commercial Solar | LBL Tracking the Sun | DNV Proprietary Data
VA | Small 1 | Solar PV | Commercial | 33.15 | 1361.3767 | 45129.6374 | 15.54% | 20% | 98% | 86% | 97.72% | 99.35% | 100% | 1.17 | 25 | 16 | Richmond, VA | 2016 | NREL ATB: Commercial Solar | LBL Tracking the Sun | DNV Proprietary Data
VA | Small 1 | Solar PV | Commercial | 38.76 | 1363.2709 | 52840.3814 | 15.56% | 20.2% | 98% | 86% | 97.72% | 99.35% | 100% | 1.17 | 25 | 17 | Richmond, VA | 2017 | NREL ATB: Commercial Solar | LBL Tracking the Sun | DNV Proprietary Data
VA | Small 1 | Solar PV | Commercial | 39.27 | 1364.8106 | 53596.1136 | 15.58% | 20.2% | 98% | 85.9% | 97.72% | 99.35% | 100% | 1.17 | 25 | 18 | Richmond, VA | 2018 | NREL ATB: Commercial Solar | LBL Tracking the Sun | DNV Proprietary Data
VA | Small 1 | Solar PV | Commercial | 38.25 | 1367.3398 | 52300.747 | 15.61% | 20.8% | 98% | 85.9% | 97.72% | 99.35% | 100% | 1.17 | 25 | 18 | Richmond, VA | 2019 | NREL ATB: Commercial Solar | LBL Tracking the Sun | DNV Proprietary Data
VA | Small 1 | Solar PV | Commercial | 36.38 | 1369.444 | 49820.3739 | 15.63% | 20.8% | 98% | 85.9% | 97.72% | 99.35% | 100% | 1.17 | 25 | 18 | Richmond, VA | 2020 | NREL ATB: Commercial Solar | LBL Tracking the Sun | DNV Proprietary Data
VA | Small 1 | Solar PV | Commercial | 32.64 | 1371.9103 | 44779.1507 | 15.66% | 21% | 98% | 85.9% | 97.72% | 99.35% | 100% | 1.17 | 25 | 20 | Richmond, VA | 2021 | NREL ATB: Commercial Solar | LBL Tracking the Sun | DNV Proprietary Data
VA | Small 1 | Solar PV | Commercial | 34.1193 | 1372.4213 | 46826.1197 | 15.67% | 21% | 98% | 85.9% | 97.72% | 99.35% | 100% | 1.17 | 25 | 20 | Richmond, VA | 2022 | NREL ATB: Commercial Solar | LBL Tracking the Sun | DNV Proprietary Data
VA | Small 2 | Solar PV | Commercial | 100 | 1354.4137 | 135441.3692 | 15.46% | 19.8% | 95.9% | 86% | 97.02% | 99.15% | 100% | 1.17 | 25 | 15 | Richmond, VA | 2012 | NREL ATB: Commercial Solar | LBL Tracking the Sun | DNV Proprietary Data
VA | Small 2 | Solar PV | Commercial | 100 | 1355.9999 | 135599.9949 | 15.48% | 19.8% | 96.8% | 86% | 97.2% | 99.2% | 100% | 1.17 | 25 | 15 | Richmond, VA | 2013 | NREL ATB: Commercial Solar | LBL Tracking the Sun | DNV Proprietary Data
VA | Small 2 | Solar PV | Commercial | 100 | 1357.9939 | 135799.3869 | 15.5% | 19.8% | 97.5% | 86% | 97.37% | 99.25% | 100% | 1.17 | 25 | 15 | Richmond, VA | 2014 | NREL ATB: Commercial Solar | LBL Tracking the Sun | DNV Proprietary Data
VA | Small 2 | Solar PV | Commercial | 100 | 1359.9547 | 135995.4661 | 15.52% | 20% | 98% | 86% | 97.72% | 99.35% | 100% | 1.17 | 25 | 15 | Richmond, VA | 2015 | NREL ATB: Commercial Solar | LBL Tracking the Sun | DNV Proprietary Data
VA | Small 2 | Solar PV | Commercial | 100 | 1361.3767 | 136137.6693 | 15.54% | 20% | 98% | 86% | 97.72% | 99.35% | 100% | 1.17 | 25 | 16 | Richmond, VA | 2016 | NREL ATB: Commercial Solar | LBL Tracking the Sun | DNV Proprietary Data
VA | Small 2 | Solar PV | Commercial | 100 | 1363.2709 | 136327.0934 | 15.56% | 20.2% | 98% | 86% | 97.72% | 99.35% | 100% | 1.17 | 25 | 17 | Richmond, VA | 2017 | NREL ATB: Commercial Solar | LBL Tracking the Sun | DNV Proprietary Data
VA | Small 2 | Solar PV | Commercial | 100 | 1364.8106 | 136481.0634 | 15.58% | 20.2% | 98% | 85.9% | 97.72% | 99.35% | 100% | 1.17 | 25 | 18 | Richmond, VA | 2018 | NREL ATB: Commercial Solar | LBL Tracking the Sun | DNV Proprietary Data
VA | Small 2 | Solar PV | Commercial | 100 | 1367.3398 | 136733.9791 | 15.61% | 20.8% | 98% | 85.9% | 97.72% | 99.35% | 100% | 1.17 | 25 | 18 | Richmond, VA | 2019 | NREL ATB: Commercial Solar | LBL Tracking the Sun | DNV Proprietary Data
VA | Small 2 | Solar PV | Commercial | 100 | 1369.444 | 136944.4033 | 15.63% | 20.8% | 98% | 85.9% | 97.72% | 99.35% | 100% | 1.17 | 25 | 18 | Richmond, VA | 2020 | NREL ATB: Commercial Solar | LBL Tracking the Sun | DNV Proprietary Data
VA | Small 2 | Solar PV | Commercial | 100 | 1371.9103 | 137191.0254 | 15.66% | 21% | 98% | 85.9% | 97.72% | 99.35% | 100% | 1.17 | 25 | 20 | Richmond, VA | 2021 | NREL ATB: Commercial Solar | LBL Tracking the Sun | DNV Proprietary Data
VA | Small 2 | Solar PV | Commercial | 100 | 1371.9103 | 137191.0254 | 15.67% | 21% | 98% | 85.9% | 97.72% | 99.35% | 100% | 1.17 | 25 | 20 | Richmond, VA | 2022 | NREL ATB: Commercial Solar | LBL Tracking the Sun | DNV Proprietary Data
VT | Large 2 | Solar PV | Commercial | 1000 | 1215.4617 | 1215461.652 | 13.88% | 19.8% | 95.9% | 86% | 97.02% | 99.15% | 100% | 1.23 | 25 | 15 | Burlington, VT | 2012 | NREL ATB: Commercial Solar | LBL Tracking the Sun | DNV Proprietary Data
VT | Large 2 | Solar PV | Commercial | 1000 | 1216.9088 | 1216908.7818 | 13.89% | 19.8% | 96.8% | 86% | 97.2% | 99.2% | 100% | 1.23 | 25 | 15 | Burlington, VT | 2013 | NREL ATB: Commercial Solar | LBL Tracking the Sun | DNV Proprietary Data
VT | Large 2 | Solar PV | Commercial | 1000 | 1218.5711 | 1218571.076 | 13.91% | 19.8% | 97.5% | 86% | 97.37% | 99.25% | 100% | 1.23 | 25 | 15 | Burlington, VT | 2014 | NREL ATB: Commercial Solar | LBL Tracking the Sun | DNV Proprietary Data
VT | Large 2 | Solar PV | Commercial | 1000 | 1220.5678 | 1220567.8014 | 13.93% | 20% | 98% | 86% | 97.72% | 99.35% | 100% | 1.23 | 25 | 15 | Burlington, VT | 2015 | NREL ATB: Commercial Solar | LBL Tracking the Sun | DNV Proprietary Data
VT | Large 2 | Solar PV | Commercial | 1000 | 1221.9573 | 1221957.2627 | 13.95% | 20% | 98% | 86% | 97.72% | 99.35% | 100% | 1.23 | 25 | 16 | Burlington, VT | 2016 | NREL ATB: Commercial Solar | LBL Tracking the Sun | DNV Proprietary Data
VT | Large 2 | Solar PV | Commercial | 1000 | 1223.7879 | 1223787.8949 | 13.97% | 20.2% | 98% | 86% | 97.72% | 99.35% | 100% | 1.23 | 25 | 17 | Burlington, VT | 2017 | NREL ATB: Commercial Solar | LBL Tracking the Sun | DNV Proprietary Data
VT | Large 2 | Solar PV | Commercial | 1000 | 1225.6234 | 1225623.4058 | 13.99% | 20.2% | 98% | 85.9% | 97.72% | 99.35% | 100% | 1.23 | 25 | 18 | Burlington, VT | 2018 | NREL ATB: Commercial Solar | LBL Tracking the Sun | DNV Proprietary Data
VT | Large 2 | Solar PV | Commercial | 1000 | 1227.7352 | 1227735.1528 | 14.02% | 20.8% | 98% | 85.9% | 97.72% | 99.35% | 100% | 1.23 | 25 | 18 | Burlington, VT | 2019 | NREL ATB: Commercial Solar | LBL Tracking the Sun | DNV Proprietary Data
VT | Large 2 | Solar PV | Commercial | 1000 | 1229.5094 | 1229509.4454 | 14.04% | 20.8% | 98% | 85.9% | 97.72% | 99.35% | 100% | 1.23 | 25 | 18 | Burlington, VT | 2020 | NREL ATB: Commercial Solar | LBL Tracking the Sun | DNV Proprietary Data
VT | Large 2 | Solar PV | Commercial | 1000 | 1230.8709 | 1230870.9241 | 14.05% | 21% | 98% | 85.9% | 97.72% | 99.35% | 100% | 1.23 | 25 | 20 | Burlington, VT | 2021 | NREL ATB: Commercial Solar | LBL Tracking the Sun | DNV Proprietary Data
VT | Large 2 | Solar PV | Commercial | 1000 | 1230.8709 | 1230870.9241 | 14.06% | 21% | 98% | 85.9% | 97.72% | 99.35% | 100% | 1.23 | 25 | 20 | Burlington, VT | 2022 | NREL ATB: Commercial Solar | LBL Tracking the Sun | DNV Proprietary Data
VT | Large 1 | Solar PV | Commercial | 500 | 1205.7344 | 602867.2164 | 13.76% | 19.8% | 95.9% | 86% | 97.02% | 99.15% | 100% | 1.21 | 25 | 15 | Burlington, VT | 2012 | NREL ATB: Commercial Solar | LBL Tracking the Sun | DNV Proprietary Data
VT | Large 1 | Solar PV | Commercial | 500 | 1207.6419 | 603820.973 | 13.79% | 19.8% | 96.8% | 86% | 97.2% | 99.2% | 100% | 1.21 | 25 | 15 | Burlington, VT | 2013 | NREL ATB: Commercial Solar | LBL Tracking the Sun | DNV Proprietary Data
VT | Large 1 | Solar PV | Commercial | 500 | 1208.8692 | 604434.6099 | 13.8% | 19.8% | 97.5% | 86% | 97.37% | 99.25% | 100% | 1.21 | 25 | 15 | Burlington, VT | 2014 | NREL ATB: Commercial Solar | LBL Tracking the Sun | DNV Proprietary Data
VT | Large 1 | Solar PV | Commercial | 500 | 1211.0902 | 605545.0926 | 13.83% | 20% | 98% | 86% | 97.72% | 99.35% | 100% | 1.21 | 25 | 15 | Burlington, VT | 2015 | NREL ATB: Commercial Solar | LBL Tracking the Sun | DNV Proprietary Data
VT | Large 1 | Solar PV | Commercial | 500 | 1212.5323 | 606266.1613 | 13.84% | 20% | 98% | 86% | 97.72% | 99.35% | 100% | 1.21 | 25 | 16 | Burlington, VT | 2016 | NREL ATB: Commercial Solar | LBL Tracking the Sun | DNV Proprietary Data
VT | Large 1 | Solar PV | Commercial | 500 | 1214.229 | 607114.4979 | 13.86% | 20.2% | 98% | 86% | 97.72% | 99.35% | 100% | 1.21 | 25 | 17 | Burlington, VT | 2017 | NREL ATB: Commercial Solar | LBL Tracking the Sun | DNV Proprietary Data
VT | Large 1 | Solar PV | Commercial | 500 | 1216.0918 | 608045.9182 | 13.88% | 20.2% | 98% | 85.9% | 97.72% | 99.35% | 100% | 1.21 | 25 | 18 | Burlington, VT | 2018 | NREL ATB: Commercial Solar | LBL Tracking the Sun | DNV Proprietary Data
VT | Large 1 | Solar PV | Commercial | 500 | 1218.1524 | 609076.1906 | 13.91% | 20.8% | 98% | 85.9% | 97.72% | 99.35% | 100% | 1.21 | 25 | 18 | Burlington, VT | 2019 | NREL ATB: Commercial Solar | LBL Tracking the Sun | DNV Proprietary Data
VT | Large 1 | Solar PV | Commercial | 500 | 1220.4112 | 610205.5893 | 13.93% | 20.8% | 98% | 85.9% | 97.72% | 99.35% | 100% | 1.21 | 25 | 18 | Burlington, VT | 2020 | NREL ATB: Commercial Solar | LBL Tracking the Sun | DNV Proprietary Data
VT | Large 1 | Solar PV | Commercial | 500 | 1222.254 | 611127.0065 | 13.95% | 21% | 98% | 85.9% | 97.72% | 99.35% | 100% | 1.21 | 25 | 20 | Burlington, VT | 2021 | NREL ATB: Commercial Solar | LBL Tracking the Sun | DNV Proprietary Data
VT | Large 1 | Solar PV | Commercial | 500 | 1222.254 | 611127.0065 | 13.96% | 21% | 98% | 85.9% | 97.72% | 99.35% | 100% | 1.21 | 25 | 20 | Burlington, VT | 2022 | NREL ATB: Commercial Solar | LBL Tracking the Sun | DNV Proprietary Data
VT | Medium | Solar PV | Commercial | 250 | 1205.8225 | 301455.6236 | 13.77% | 19.8% | 95.9% | 86% | 97.02% | 99.15% | 100% | 1.21 | 25 | 15 | Burlington, VT | 2012 | NREL ATB: Commercial Solar | LBL Tracking the Sun | DNV Proprietary Data
VT | Medium | Solar PV | Commercial | 250 | 1207.5503 | 301887.5678 | 13.78% | 19.8% | 96.8% | 86% | 97.2% | 99.2% | 100% | 1.21 | 25 | 15 | Burlington, VT | 2013 | NREL ATB: Commercial Solar | LBL Tracking the Sun | DNV Proprietary Data
VT | Medium | Solar PV | Commercial | 250 | 1208.7949 | 302198.7247 | 13.8% | 19.8% | 97.5% | 86% | 97.37% | 99.25% | 100% | 1.21 | 25 | 15 | Burlington, VT | 2014 | NREL ATB: Commercial Solar | LBL Tracking the Sun | DNV Proprietary Data
VT | Medium | Solar PV | Commercial | 250 | 1210.4519 | 302612.9823 | 13.82% | 20% | 98% | 86% | 97.72% | 99.35% | 100% | 1.21 | 25 | 15 | Burlington, VT | 2015 | NREL ATB: Commercial Solar | LBL Tracking the Sun | DNV Proprietary Data
VT | Medium | Solar PV | Commercial | 250 | 1211.9192 | 302979.7876 | 13.83% | 20% | 98% | 86% | 97.72% | 99.35% | 100% | 1.21 | 25 | 16 | Burlington, VT | 2016 | NREL ATB: Commercial Solar | LBL Tracking the Sun | DNV Proprietary Data
VT | Medium | Solar PV | Commercial | 250 | 1213.8813 | 303470.337 | 13.86% | 20.2% | 98% | 86% | 97.72% | 99.35% | 100% | 1.21 | 25 | 17 | Burlington, VT | 2017 | NREL ATB: Commercial Solar | LBL Tracking the Sun | DNV Proprietary Data
VT | Medium | Solar PV | Commercial | 250 | 1215.9827 | 303995.6766 | 13.88% | 20.2% | 98% | 85.9% | 97.72% | 99.35% | 100% | 1.21 | 25 | 18 | Burlington, VT | 2018 | NREL ATB: Commercial Solar | LBL Tracking the Sun | DNV Proprietary Data
VT | Medium | Solar PV | Commercial | 250 | 1218.1435 | 304535.8826 | 13.91% | 20.8% | 98% | 85.9% | 97.72% | 99.35% | 100% | 1.21 | 25 | 18 | Burlington, VT | 2019 | NREL ATB: Commercial Solar | LBL Tracking the Sun | DNV Proprietary Data
VT | Medium | Solar PV | Commercial | 250 | 1220.2217 | 305055.4257 | 13.93% | 20.8% | 98% | 85.9% | 97.72% | 99.35% | 100% | 1.21 | 25 | 18 | Burlington, VT | 2020 | NREL ATB: Commercial Solar | LBL Tracking the Sun | DNV Proprietary Data
VT | Medium | Solar PV | Commercial | 250 | 1222.254 | 305563.5033 | 13.95% | 21% | 98% | 85.9% | 97.72% | 99.35% | 100% | 1.21 | 25 | 20 | Burlington, VT | 2021 | NREL ATB: Commercial Solar | LBL Tracking the Sun | DNV Proprietary Data
VT | Medium | Solar PV | Commercial | 250 | 1222.254 | 305563.5033 | 13.96% | 21% | 98% | 85.9% | 97.72% | 99.35% | 100% | 1.21 | 25 | 20 | Burlington, VT | 2022 | NREL ATB: Commercial Solar | LBL Tracking the Sun | DNV Proprietary Data
VT | Small 1 | Solar PV | Commercial | 33.83 | 1205.9719 | 40798.0293 | 13.77% | 19.8% | 95.9% | 86% | 97.02% | 99.15% | 100% | 1.17 | 25 | 15 | Burlington, VT | 2012 | NREL ATB: Commercial Solar | LBL Tracking the Sun | DNV Proprietary Data
VT | Small 1 | Solar PV | Commercial | 37.4 | 1208.0513 | 45181.1186 | 13.79% | 19.8% | 96.8% | 86% | 97.2% | 99.2% | 100% | 1.17 | 25 | 15 | Burlington, VT | 2013 | NREL ATB: Commercial Solar | LBL Tracking the Sun | DNV Proprietary Data
VT | Small 1 | Solar PV | Commercial | 34.68 | 1209.7205 | 41953.1054 | 13.81% | 19.8% | 97.5% | 86% | 97.37% | 99.25% | 100% | 1.17 | 25 | 15 | Burlington, VT | 2014 | NREL ATB: Commercial Solar | LBL Tracking the Sun | DNV Proprietary Data
VT | Small 1 | Solar PV | Commercial | 32.81 | 1211.5312 | 39750.3376 | 13.83% | 20% | 98% | 86% | 97.72% | 99.35% | 100% | 1.17 | 25 | 15 | Burlington, VT | 2015 | NREL ATB: Commercial Solar | LBL Tracking the Sun | DNV Proprietary Data
VT | Small 1 | Solar PV | Commercial | 33.15 | 1213.09 | 40213.932 | 13.85% | 20% | 98% | 86% | 97.72% | 99.35% | 100% | 1.17 | 25 | 16 | Burlington, VT | 2016 | NREL ATB: Commercial Solar | LBL Tracking the Sun | DNV Proprietary Data
VT | Small 1 | Solar PV | Commercial | 38.76 | 1215.2318 | 47102.3855 | 13.87% | 20.2% | 98% | 86% | 97.72% | 99.35% | 100% | 1.17 | 25 | 17 | Burlington, VT | 2017 | NREL ATB: Commercial Solar | LBL Tracking the Sun | DNV Proprietary Data
VT | Small 1 | Solar PV | Commercial | 39.27 | 1216.9686 | 47790.3574 | 13.89% | 20.2% | 98% | 85.9% | 97.72% | 99.35% | 100% | 1.17 | 25 | 18 | Burlington, VT | 2018 | NREL ATB: Commercial Solar | LBL Tracking the Sun | DNV Proprietary Data
VT | Small 1 | Solar PV | Commercial | 38.25 | 1218.5174 | 46608.2897 | 13.91% | 20.8% | 98% | 85.9% | 97.72% | 99.35% | 100% | 1.17 | 25 | 18 | Burlington, VT | 2019 | NREL ATB: Commercial Solar | LBL Tracking the Sun | DNV Proprietary Data
VT | Small 1 | Solar PV | Commercial | 36.38 | 1219.9841 | 44383.0222 | 13.93% | 20.8% | 98% | 85.9% | 97.72% | 99.35% | 100% | 1.17 | 25 | 18 | Burlington, VT | 2020 | NREL ATB: Commercial Solar | LBL Tracking the Sun | DNV Proprietary Data
VT | Small 1 | Solar PV | Commercial | 32.64 | 1221.9321 | 39883.8635 | 13.95% | 21% | 98% | 85.9% | 97.72% | 99.35% | 100% | 1.17 | 25 | 20 | Burlington, VT | 2021 | NREL ATB: Commercial Solar | LBL Tracking the Sun | DNV Proprietary Data
VT | Small 1 | Solar PV | Commercial | 34.1193 | 1222.3872 | 41707.0565 | 13.95% | 21% | 98% | 85.9% | 97.72% | 99.35% | 100% | 1.17 | 25 | 20 | Burlington, VT | 2022 | NREL ATB: Commercial Solar | LBL Tracking the Sun | DNV Proprietary Data
VT | Small 2 | Solar PV | Commercial | 100 | 1205.9719 | 120597.1896 | 13.77% | 19.8% | 95.9% | 86% | 97.02% | 99.15% | 100% | 1.17 | 25 | 15 | Burlington, VT | 2012 | NREL ATB: Commercial Solar | LBL Tracking the Sun | DNV Proprietary Data
VT | Small 2 | Solar PV | Commercial | 100 | 1208.0513 | 120805.13 | 13.79% | 19.8% | 96.8% | 86% | 97.2% | 99.2% | 100% | 1.17 | 25 | 15 | Burlington, VT | 2013 | NREL ATB: Commercial Solar | LBL Tracking the Sun | DNV Proprietary Data
VT | Small 2 | Solar PV | Commercial | 100 | 1209.7205 | 120972.0455 | 13.81% | 19.8% | 97.5% | 86% | 97.37% | 99.25% | 100% | 1.17 | 25 | 15 | Burlington, VT | 2014 | NREL ATB: Commercial Solar | LBL Tracking the Sun | DNV Proprietary Data
VT | Small 2 | Solar PV | Commercial | 100 | 1211.5312 | 121153.1168 | 13.83% | 20% | 98% | 86% | 97.72% | 99.35% | 100% | 1.17 | 25 | 15 | Burlington, VT | 2015 | NREL ATB: Commercial Solar | LBL Tracking the Sun | DNV Proprietary Data
VT | Small 2 | Solar PV | Commercial | 100 | 1213.09 | 121308.9955 | 13.85% | 20% | 98% | 86% | 97.72% | 99.35% | 100% | 1.17 | 25 | 16 | Burlington, VT | 2016 | NREL ATB: Commercial Solar | LBL Tracking the Sun | DNV Proprietary Data
VT | Small 2 | Solar PV | Commercial | 100 | 1215.2318 | 121523.1823 | 13.87% | 20.2% | 98% | 86% | 97.72% | 99.35% | 100% | 1.17 | 25 | 17 | Burlington, VT | 2017 | NREL ATB: Commercial Solar | LBL Tracking the Sun | DNV Proprietary Data
VT | Small 2 | Solar PV | Commercial | 100 | 1216.9686 | 121696.8612 | 13.89% | 20.2% | 98% | 85.9% | 97.72% | 99.35% | 100% | 1.17 | 25 | 18 | Burlington, VT | 2018 | NREL ATB: Commercial Solar | LBL Tracking the Sun | DNV Proprietary Data
VT | Small 2 | Solar PV | Commercial | 100 | 1218.5174 | 121851.7377 | 13.91% | 20.8% | 98% | 85.9% | 97.72% | 99.35% | 100% | 1.17 | 25 | 18 | Burlington, VT | 2019 | NREL ATB: Commercial Solar | LBL Tracking the Sun | DNV Proprietary Data
VT | Small 2 | Solar PV | Commercial | 100 | 1219.9841 | 121998.4119 | 13.93% | 20.8% | 98% | 85.9% | 97.72% | 99.35% | 100% | 1.17 | 25 | 18 | Burlington, VT | 2020 | NREL ATB: Commercial Solar | LBL Tracking the Sun | DNV Proprietary Data
VT | Small 2 | Solar PV | Commercial | 100 | 1221.9321 | 122193.2093 | 13.95% | 21% | 98% | 85.9% | 97.72% | 99.35% | 100% | 1.17 | 25 | 20 | Burlington, VT | 2021 | NREL ATB: Commercial Solar | LBL Tracking the Sun | DNV Proprietary Data
VT | Small 2 | Solar PV | Commercial | 100 | 1221.9321 | 122193.2093 | 13.95% | 21% | 98% | 85.9% | 97.72% | 99.35% | 100% | 1.17 | 25 | 20 | Burlington, VT | 2022 | NREL ATB: Commercial Solar | LBL Tracking the Sun | DNV Proprietary Data
WA | Large 2 | Solar PV | Commercial | 1000 | 1085.2485 | 1085248.4656 | 12.39% | 19.8% | 95.9% | 86% | 97.02% | 99.15% | 100% | 1.23 | 25 | 15 | Seattle, WA | 2012 | NREL ATB: Commercial Solar | LBL Tracking the Sun | DNV Proprietary Data
WA | Large 2 | Solar PV | Commercial | 1000 | 1087.0379 | 1087037.9268 | 12.41% | 19.8% | 96.8% | 86% | 97.2% | 99.2% | 100% | 1.23 | 25 | 15 | Seattle, WA | 2013 | NREL ATB: Commercial Solar | LBL Tracking the Sun | DNV Proprietary Data
WA | Large 2 | Solar PV | Commercial | 1000 | 1088.42 | 1088419.9617 | 12.42% | 19.8% | 97.5% | 86% | 97.37% | 99.25% | 100% | 1.23 | 25 | 15 | Seattle, WA | 2014 | NREL ATB: Commercial Solar | LBL Tracking the Sun | DNV Proprietary Data
WA | Large 2 | Solar PV | Commercial | 1000 | 1089.729 | 1089729.0157 | 12.44% | 20% | 98% | 86% | 97.72% | 99.35% | 100% | 1.23 | 25 | 15 | Seattle, WA | 2015 | NREL ATB: Commercial Solar | LBL Tracking the Sun | DNV Proprietary Data
WA | Large 2 | Solar PV | Commercial | 1000 | 1091.0678 | 1091067.7789 | 12.46% | 20% | 98% | 86% | 97.72% | 99.35% | 100% | 1.23 | 25 | 16 | Seattle, WA | 2016 | NREL ATB: Commercial Solar | LBL Tracking the Sun | DNV Proprietary Data
WA | Large 2 | Solar PV | Commercial | 1000 | 1092.9954 | 1092995.4141 | 12.48% | 20.2% | 98% | 86% | 97.72% | 99.35% | 100% | 1.23 | 25 | 17 | Seattle, WA | 2017 | NREL ATB: Commercial Solar | LBL Tracking the Sun | DNV Proprietary Data
WA | Large 2 | Solar PV | Commercial | 1000 | 1094.8031 | 1094803.1103 | 12.5% | 20.2% | 98% | 85.9% | 97.72% | 99.35% | 100% | 1.23 | 25 | 18 | Seattle, WA | 2018 | NREL ATB: Commercial Solar | LBL Tracking the Sun | DNV Proprietary Data
WA | Large 2 | Solar PV | Commercial | 1000 | 1096.3357 | 1096335.6745 | 12.52% | 20.8% | 98% | 85.9% | 97.72% | 99.35% | 100% | 1.23 | 25 | 18 | Seattle, WA | 2019 | NREL ATB: Commercial Solar | LBL Tracking the Sun | DNV Proprietary Data
WA | Large 2 | Solar PV | Commercial | 1000 | 1097.6603 | 1097660.287 | 12.53% | 20.8% | 98% | 85.9% | 97.72% | 99.35% | 100% | 1.23 | 25 | 18 | Seattle, WA | 2020 | NREL ATB: Commercial Solar | LBL Tracking the Sun | DNV Proprietary Data
WA | Large 2 | Solar PV | Commercial | 1000 | 1099.4592 | 1099459.1973 | 12.55% | 21% | 98% | 85.9% | 97.72% | 99.35% | 100% | 1.23 | 25 | 20 | Seattle, WA | 2021 | NREL ATB: Commercial Solar | LBL Tracking the Sun | DNV Proprietary Data
WA | Large 2 | Solar PV | Commercial | 1000 | 1099.4592 | 1099459.1973 | 12.56% | 21% | 98% | 85.9% | 97.72% | 99.35% | 100% | 1.23 | 25 | 20 | Seattle, WA | 2022 | NREL ATB: Commercial Solar | LBL Tracking the Sun | DNV Proprietary Data
WA | Large 1 | Solar PV | Commercial | 500 | 1073.931 | 536965.4763 | 12.26% | 19.8% | 95.9% | 86% | 97.02% | 99.15% | 100% | 1.21 | 25 | 15 | Seattle, WA | 2012 | NREL ATB: Commercial Solar | LBL Tracking the Sun | DNV Proprietary Data
WA | Large 1 | Solar PV | Commercial | 500 | 1075.6732 | 537836.609 | 12.28% | 19.8% | 96.8% | 86% | 97.2% | 99.2% | 100% | 1.21 | 25 | 15 | Seattle, WA | 2013 | NREL ATB: Commercial Solar | LBL Tracking the Sun | DNV Proprietary Data
WA | Large 1 | Solar PV | Commercial | 500 | 1077.5494 | 538774.6828 | 12.3% | 19.8% | 97.5% | 86% | 97.37% | 99.25% | 100% | 1.21 | 25 | 15 | Seattle, WA | 2014 | NREL ATB: Commercial Solar | LBL Tracking the Sun | DNV Proprietary Data
WA | Large 1 | Solar PV | Commercial | 500 | 1078.8671 | 539433.5268 | 12.32% | 20% | 98% | 86% | 97.72% | 99.35% | 100% | 1.21 | 25 | 15 | Seattle, WA | 2015 | NREL ATB: Commercial Solar | LBL Tracking the Sun | DNV Proprietary Data
WA | Large 1 | Solar PV | Commercial | 500 | 1080.6968 | 540348.3861 | 12.34% | 20% | 98% | 86% | 97.72% | 99.35% | 100% | 1.21 | 25 | 16 | Seattle, WA | 2016 | NREL ATB: Commercial Solar | LBL Tracking the Sun | DNV Proprietary Data
WA | Large 1 | Solar PV | Commercial | 500 | 1082.6384 | 541319.1806 | 12.36% | 20.2% | 98% | 86% | 97.72% | 99.35% | 100% | 1.21 | 25 | 17 | Seattle, WA | 2017 | NREL ATB: Commercial Solar | LBL Tracking the Sun | DNV Proprietary Data
WA | Large 1 | Solar PV | Commercial | 500 | 1084.1634 | 542081.697 | 12.38% | 20.2% | 98% | 85.9% | 97.72% | 99.35% | 100% | 1.21 | 25 | 18 | Seattle, WA | 2018 | NREL ATB: Commercial Solar | LBL Tracking the Sun | DNV Proprietary Data
WA | Large 1 | Solar PV | Commercial | 500 | 1086.0507 | 543025.3417 | 12.4% | 20.8% | 98% | 85.9% | 97.72% | 99.35% | 100% | 1.21 | 25 | 18 | Seattle, WA | 2019 | NREL ATB: Commercial Solar | LBL Tracking the Sun | DNV Proprietary Data
WA | Large 1 | Solar PV | Commercial | 500 | 1088.1624 | 544081.1852 | 12.42% | 20.8% | 98% | 85.9% | 97.72% | 99.35% | 100% | 1.21 | 25 | 18 | Seattle, WA | 2020 | NREL ATB: Commercial Solar | LBL Tracking the Sun | DNV Proprietary Data
WA | Large 1 | Solar PV | Commercial | 500 | 1089.7779 | 544888.9662 | 12.44% | 21% | 98% | 85.9% | 97.72% | 99.35% | 100% | 1.21 | 25 | 20 | Seattle, WA | 2021 | NREL ATB: Commercial Solar | LBL Tracking the Sun | DNV Proprietary Data
WA | Large 1 | Solar PV | Commercial | 500 | 1089.7779 | 544888.9662 | 12.45% | 21% | 98% | 85.9% | 97.72% | 99.35% | 100% | 1.21 | 25 | 20 | Seattle, WA | 2022 | NREL ATB: Commercial Solar | LBL Tracking the Sun | DNV Proprietary Data
WA | Medium | Solar PV | Commercial | 250 | 1074.7994 | 268699.8429 | 12.27% | 19.8% | 95.9% | 86% | 97.02% | 99.15% | 100% | 1.21 | 25 | 15 | Seattle, WA | 2012 | NREL ATB: Commercial Solar | LBL Tracking the Sun | DNV Proprietary Data
WA | Medium | Solar PV | Commercial | 250 | 1076.7649 | 269191.2214 | 12.29% | 19.8% | 96.8% | 86% | 97.2% | 99.2% | 100% | 1.21 | 25 | 15 | Seattle, WA | 2013 | NREL ATB: Commercial Solar | LBL Tracking the Sun | DNV Proprietary Data
WA | Medium | Solar PV | Commercial | 250 | 1078.3875 | 269596.8699 | 12.31% | 19.8% | 97.5% | 86% | 97.37% | 99.25% | 100% | 1.21 | 25 | 15 | Seattle, WA | 2014 | NREL ATB: Commercial Solar | LBL Tracking the Sun | DNV Proprietary Data
WA | Medium | Solar PV | Commercial | 250 | 1079.5984 | 269899.5969 | 12.32% | 20% | 98% | 86% | 97.72% | 99.35% | 100% | 1.21 | 25 | 15 | Seattle, WA | 2015 | NREL ATB: Commercial Solar | LBL Tracking the Sun | DNV Proprietary Data
WA | Medium | Solar PV | Commercial | 250 | 1081.5398 | 270384.947 | 12.35% | 20% | 98% | 86% | 97.72% | 99.35% | 100% | 1.21 | 25 | 16 | Seattle, WA | 2016 | NREL ATB: Commercial Solar | LBL Tracking the Sun | DNV Proprietary Data
WA | Medium | Solar PV | Commercial | 250 | 1083.1373 | 270784.3153 | 12.36% | 20.2% | 98% | 86% | 97.72% | 99.35% | 100% | 1.21 | 25 | 17 | Seattle, WA | 2017 | NREL ATB: Commercial Solar | LBL Tracking the Sun | DNV Proprietary Data
WA | Medium | Solar PV | Commercial | 250 | 1084.6854 | 271171.348 | 12.38% | 20.2% | 98% | 85.9% | 97.72% | 99.35% | 100% | 1.21 | 25 | 18 | Seattle, WA | 2018 | NREL ATB: Commercial Solar | LBL Tracking the Sun | DNV Proprietary Data
WA | Medium | Solar PV | Commercial | 250 | 1086.7027 | 271675.6795 | 12.41% | 20.8% | 98% | 85.9% | 97.72% | 99.35% | 100% | 1.21 | 25 | 18 | Seattle, WA | 2019 | NREL ATB: Commercial Solar | LBL Tracking the Sun | DNV Proprietary Data
WA | Medium | Solar PV | Commercial | 250 | 1087.8552 | 271963.7987 | 12.42% | 20.8% | 98% | 85.9% | 97.72% | 99.35% | 100% | 1.21 | 25 | 18 | Seattle, WA | 2020 | NREL ATB: Commercial Solar | LBL Tracking the Sun | DNV Proprietary Data
WA | Medium | Solar PV | Commercial | 250 | 1089.7779 | 272444.4831 | 12.44% | 21% | 98% | 85.9% | 97.72% | 99.35% | 100% | 1.21 | 25 | 20 | Seattle, WA | 2021 | NREL ATB: Commercial Solar | LBL Tracking the Sun | DNV Proprietary Data
WA | Medium | Solar PV | Commercial | 250 | 1089.7779 | 272444.4831 | 12.45% | 21% | 98% | 85.9% | 97.72% | 99.35% | 100% | 1.21 | 25 | 20 | Seattle, WA | 2022 | NREL ATB: Commercial Solar | LBL Tracking the Sun | DNV Proprietary Data
WA | Small 1 | Solar PV | Commercial | 33.83 | 1074.3649 | 36345.764 | 12.26% | 19.8% | 95.9% | 86% | 97.02% | 99.15% | 100% | 1.17 | 25 | 15 | Seattle, WA | 2012 | NREL ATB: Commercial Solar | LBL Tracking the Sun | DNV Proprietary Data
WA | Small 1 | Solar PV | Commercial | 37.4 | 1075.7514 | 40233.1029 | 12.28% | 19.8% | 96.8% | 86% | 97.2% | 99.2% | 100% | 1.17 | 25 | 15 | Seattle, WA | 2013 | NREL ATB: Commercial Solar | LBL Tracking the Sun | DNV Proprietary Data
WA | Small 1 | Solar PV | Commercial | 34.68 | 1076.9803 | 37349.6775 | 12.29% | 19.8% | 97.5% | 86% | 97.37% | 99.25% | 100% | 1.17 | 25 | 15 | Seattle, WA | 2014 | NREL ATB: Commercial Solar | LBL Tracking the Sun | DNV Proprietary Data
WA | Small 1 | Solar PV | Commercial | 32.81 | 1078.582 | 35388.2762 | 12.31% | 20% | 98% | 86% | 97.72% | 99.35% | 100% | 1.17 | 25 | 15 | Seattle, WA | 2015 | NREL ATB: Commercial Solar | LBL Tracking the Sun | DNV Proprietary Data
WA | Small 1 | Solar PV | Commercial | 33.15 | 1080.5094 | 35818.885 | 12.33% | 20% | 98% | 86% | 97.72% | 99.35% | 100% | 1.17 | 25 | 16 | Seattle, WA | 2016 | NREL ATB: Commercial Solar | LBL Tracking the Sun | DNV Proprietary Data
WA | Small 1 | Solar PV | Commercial | 38.76 | 1082.264 | 41948.5514 | 12.35% | 20.2% | 98% | 86% | 97.72% | 99.35% | 100% | 1.17 | 25 | 17 | Seattle, WA | 2017 | NREL ATB: Commercial Solar | LBL Tracking the Sun | DNV Proprietary Data
WA | Small 1 | Solar PV | Commercial | 39.27 | 1083.4652 | 42547.6789 | 12.37% | 20.2% | 98% | 85.9% | 97.72% | 99.35% | 100% | 1.17 | 25 | 18 | Seattle, WA | 2018 | NREL ATB: Commercial Solar | LBL Tracking the Sun | DNV Proprietary Data
WA | Small 1 | Solar PV | Commercial | 38.25 | 1085.5164 | 41521.0033 | 12.39% | 20.8% | 98% | 85.9% | 97.72% | 99.35% | 100% | 1.17 | 25 | 18 | Seattle, WA | 2019 | NREL ATB: Commercial Solar | LBL Tracking the Sun | DNV Proprietary Data
WA | Small 1 | Solar PV | Commercial | 36.38 | 1086.8752 | 39540.5193 | 12.41% | 20.8% | 98% | 85.9% | 97.72% | 99.35% | 100% | 1.17 | 25 | 18 | Seattle, WA | 2020 | NREL ATB: Commercial Solar | LBL Tracking the Sun | DNV Proprietary Data
WA | Small 1 | Solar PV | Commercial | 32.64 | 1088.9203 | 35542.3597 | 12.43% | 21% | 98% | 85.9% | 97.72% | 99.35% | 100% | 1.17 | 25 | 20 | Seattle, WA | 2021 | NREL ATB: Commercial Solar | LBL Tracking the Sun | DNV Proprietary Data
WA | Small 1 | Solar PV | Commercial | 34.1193 | 1089.3259 | 37167.0914 | 12.44% | 21% | 98% | 85.9% | 97.72% | 99.35% | 100% | 1.17 | 25 | 20 | Seattle, WA | 2022 | NREL ATB: Commercial Solar | LBL Tracking the Sun | DNV Proprietary Data
WA | Small 2 | Solar PV | Commercial | 100 | 1074.3649 | 107436.4882 | 12.26% | 19.8% | 95.9% | 86% | 97.02% | 99.15% | 100% | 1.17 | 25 | 15 | Seattle, WA | 2012 | NREL ATB: Commercial Solar | LBL Tracking the Sun | DNV Proprietary Data
WA | Small 2 | Solar PV | Commercial | 100 | 1075.7514 | 107575.1413 | 12.28% | 19.8% | 96.8% | 86% | 97.2% | 99.2% | 100% | 1.17 | 25 | 15 | Seattle, WA | 2013 | NREL ATB: Commercial Solar | LBL Tracking the Sun | DNV Proprietary Data
WA | Small 2 | Solar PV | Commercial | 100 | 1076.9803 | 107698.0321 | 12.29% | 19.8% | 97.5% | 86% | 97.37% | 99.25% | 100% | 1.17 | 25 | 15 | Seattle, WA | 2014 | NREL ATB: Commercial Solar | LBL Tracking the Sun | DNV Proprietary Data
WA | Small 2 | Solar PV | Commercial | 100 | 1078.582 | 107858.2024 | 12.31% | 20% | 98% | 86% | 97.72% | 99.35% | 100% | 1.17 | 25 | 15 | Seattle, WA | 2015 | NREL ATB: Commercial Solar | LBL Tracking the Sun | DNV Proprietary Data
WA | Small 2 | Solar PV | Commercial | 100 | 1080.5094 | 108050.9351 | 12.33% | 20% | 98% | 86% | 97.72% | 99.35% | 100% | 1.17 | 25 | 16 | Seattle, WA | 2016 | NREL ATB: Commercial Solar | LBL Tracking the Sun | DNV Proprietary Data
WA | Small 2 | Solar PV | Commercial | 100 | 1082.264 | 108226.3968 | 12.35% | 20.2% | 98% | 86% | 97.72% | 99.35% | 100% | 1.17 | 25 | 17 | Seattle, WA | 2017 | NREL ATB: Commercial Solar | LBL Tracking the Sun | DNV Proprietary Data
WA | Small 2 | Solar PV | Commercial | 100 | 1083.4652 | 108346.5213 | 12.37% | 20.2% | 98% | 85.9% | 97.72% | 99.35% | 100% | 1.17 | 25 | 18 | Seattle, WA | 2018 | NREL ATB: Commercial Solar | LBL Tracking the Sun | DNV Proprietary Data
WA | Small 2 | Solar PV | Commercial | 100 | 1085.5164 | 108551.6425 | 12.39% | 20.8% | 98% | 85.9% | 97.72% | 99.35% | 100% | 1.17 | 25 | 18 | Seattle, WA | 2019 | NREL ATB: Commercial Solar | LBL Tracking the Sun | DNV Proprietary Data
WA | Small 2 | Solar PV | Commercial | 100 | 1086.8752 | 108687.5187 | 12.41% | 20.8% | 98% | 85.9% | 97.72% | 99.35% | 100% | 1.17 | 25 | 18 | Seattle, WA | 2020 | NREL ATB: Commercial Solar | LBL Tracking the Sun | DNV Proprietary Data
WA | Small 2 | Solar PV | Commercial | 100 | 1088.9203 | 108892.0333 | 12.43% | 21% | 98% | 85.9% | 97.72% | 99.35% | 100% | 1.17 | 25 | 20 | Seattle, WA | 2021 | NREL ATB: Commercial Solar | LBL Tracking the Sun | DNV Proprietary Data
WA | Small 2 | Solar PV | Commercial | 100 | 1088.9203 | 108892.0333 | 12.44% | 21% | 98% | 85.9% | 97.72% | 99.35% | 100% | 1.17 | 25 | 20 | Seattle, WA | 2022 | NREL ATB: Commercial Solar | LBL Tracking the Sun | DNV Proprietary Data
WI | Large 2 | Solar PV | Commercial | 1000 | 1299.9196 | 1299919.6474 | 14.84% | 19.8% | 95.9% | 86% | 97.02% | 99.15% | 100% | 1.23 | 25 | 15 | Madison, WI | 2012 | NREL ATB: Commercial Solar | LBL Tracking the Sun | DNV Proprietary Data
WI | Large 2 | Solar PV | Commercial | 1000 | 1302.0414 | 1302041.3679 | 14.86% | 19.8% | 96.8% | 86% | 97.2% | 99.2% | 100% | 1.23 | 25 | 15 | Madison, WI | 2013 | NREL ATB: Commercial Solar | LBL Tracking the Sun | DNV Proprietary Data
WI | Large 2 | Solar PV | Commercial | 1000 | 1303.9299 | 1303929.8954 | 14.89% | 19.8% | 97.5% | 86% | 97.37% | 99.25% | 100% | 1.23 | 25 | 15 | Madison, WI | 2014 | NREL ATB: Commercial Solar | LBL Tracking the Sun | DNV Proprietary Data
WI | Large 2 | Solar PV | Commercial | 1000 | 1305.6293 | 1305629.2762 | 14.9% | 20% | 98% | 86% | 97.72% | 99.35% | 100% | 1.23 | 25 | 15 | Madison, WI | 2015 | NREL ATB: Commercial Solar | LBL Tracking the Sun | DNV Proprietary Data
WI | Large 2 | Solar PV | Commercial | 1000 | 1307.312 | 1307311.9505 | 14.92% | 20% | 98% | 86% | 97.72% | 99.35% | 100% | 1.23 | 25 | 16 | Madison, WI | 2016 | NREL ATB: Commercial Solar | LBL Tracking the Sun | DNV Proprietary Data
WI | Large 2 | Solar PV | Commercial | 1000 | 1309.5183 | 1309518.2896 | 14.95% | 20.2% | 98% | 86% | 97.72% | 99.35% | 100% | 1.23 | 25 | 17 | Madison, WI | 2017 | NREL ATB: Commercial Solar | LBL Tracking the Sun | DNV Proprietary Data
WI | Large 2 | Solar PV | Commercial | 1000 | 1310.983 | 1310983.0327 | 14.97% | 20.2% | 98% | 85.9% | 97.72% | 99.35% | 100% | 1.23 | 25 | 18 | Madison, WI | 2018 | NREL ATB: Commercial Solar | LBL Tracking the Sun | DNV Proprietary Data
WI | Large 2 | Solar PV | Commercial | 1000 | 1313.4977 | 1313497.6892 | 14.99% | 20.8% | 98% | 85.9% | 97.72% | 99.35% | 100% | 1.23 | 25 | 18 | Madison, WI | 2019 | NREL ATB: Commercial Solar | LBL Tracking the Sun | DNV Proprietary Data
WI | Large 2 | Solar PV | Commercial | 1000 | 1315.4551 | 1315455.0672 | 15.02% | 20.8% | 98% | 85.9% | 97.72% | 99.35% | 100% | 1.23 | 25 | 18 | Madison, WI | 2020 | NREL ATB: Commercial Solar | LBL Tracking the Sun | DNV Proprietary Data
WI | Large 2 | Solar PV | Commercial | 1000 | 1316.8485 | 1316848.5386 | 15.03% | 21% | 98% | 85.9% | 97.72% | 99.35% | 100% | 1.23 | 25 | 20 | Madison, WI | 2021 | NREL ATB: Commercial Solar | LBL Tracking the Sun | DNV Proprietary Data
WI | Large 2 | Solar PV | Commercial | 1000 | 1316.8485 | 1316848.5386 | 15.04% | 21% | 98% | 85.9% | 97.72% | 99.35% | 100% | 1.23 | 25 | 20 | Madison, WI | 2022 | NREL ATB: Commercial Solar | LBL Tracking the Sun | DNV Proprietary Data
WI | Large 1 | Solar PV | Commercial | 500 | 1297.337 | 648668.518 | 14.81% | 19.8% | 95.9% | 86% | 97.02% | 99.15% | 100% | 1.21 | 25 | 15 | Madison, WI | 2012 | NREL ATB: Commercial Solar | LBL Tracking the Sun | DNV Proprietary Data
WI | Large 1 | Solar PV | Commercial | 500 | 1299.1331 | 649566.5265 | 14.83% | 19.8% | 96.8% | 86% | 97.2% | 99.2% | 100% | 1.21 | 25 | 15 | Madison, WI | 2013 | NREL ATB: Commercial Solar | LBL Tracking the Sun | DNV Proprietary Data
WI | Large 1 | Solar PV | Commercial | 500 | 1300.738 | 650368.9756 | 14.85% | 19.8% | 97.5% | 86% | 97.37% | 99.25% | 100% | 1.21 | 25 | 15 | Madison, WI | 2014 | NREL ATB: Commercial Solar | LBL Tracking the Sun | DNV Proprietary Data
WI | Large 1 | Solar PV | Commercial | 500 | 1303.3248 | 651662.3983 | 14.88% | 20% | 98% | 86% | 97.72% | 99.35% | 100% | 1.21 | 25 | 15 | Madison, WI | 2015 | NREL ATB: Commercial Solar | LBL Tracking the Sun | DNV Proprietary Data
WI | Large 1 | Solar PV | Commercial | 500 | 1304.845 | 652422.4785 | 14.9% | 20% | 98% | 86% | 97.72% | 99.35% | 100% | 1.21 | 25 | 16 | Madison, WI | 2016 | NREL ATB: Commercial Solar | LBL Tracking the Sun | DNV Proprietary Data
WI | Large 1 | Solar PV | Commercial | 500 | 1306.6412 | 653320.6029 | 14.92% | 20.2% | 98% | 86% | 97.72% | 99.35% | 100% | 1.21 | 25 | 17 | Madison, WI | 2017 | NREL ATB: Commercial Solar | LBL Tracking the Sun | DNV Proprietary Data
WI | Large 1 | Solar PV | Commercial | 500 | 1308.344 | 654172.023 | 14.94% | 20.2% | 98% | 85.9% | 97.72% | 99.35% | 100% | 1.21 | 25 | 18 | Madison, WI | 2018 | NREL ATB: Commercial Solar | LBL Tracking the Sun | DNV Proprietary Data
WI | Large 1 | Solar PV | Commercial | 500 | 1309.8386 | 654919.2812 | 14.95% | 20.8% | 98% | 85.9% | 97.72% | 99.35% | 100% | 1.21 | 25 | 18 | Madison, WI | 2019 | NREL ATB: Commercial Solar | LBL Tracking the Sun | DNV Proprietary Data
WI | Large 1 | Solar PV | Commercial | 500 | 1312.0635 | 656031.7529 | 14.98% | 20.8% | 98% | 85.9% | 97.72% | 99.35% | 100% | 1.21 | 25 | 18 | Madison, WI | 2020 | NREL ATB: Commercial Solar | LBL Tracking the Sun | DNV Proprietary Data
WI | Large 1 | Solar PV | Commercial | 500 | 1314.2961 | 657148.0668 | 15% | 21% | 98% | 85.9% | 97.72% | 99.35% | 100% | 1.21 | 25 | 20 | Madison, WI | 2021 | NREL ATB: Commercial Solar | LBL Tracking the Sun | DNV Proprietary Data
WI | Large 1 | Solar PV | Commercial | 500 | 1314.2961 | 657148.0668 | 15.01% | 21% | 98% | 85.9% | 97.72% | 99.35% | 100% | 1.21 | 25 | 20 | Madison, WI | 2022 | NREL ATB: Commercial Solar | LBL Tracking the Sun | DNV Proprietary Data
WI | Medium | Solar PV | Commercial | 250 | 1296.5208 | 324130.2093 | 14.8% | 19.8% | 95.9% | 86% | 97.02% | 99.15% | 100% | 1.21 | 25 | 15 | Madison, WI | 2012 | NREL ATB: Commercial Solar | LBL Tracking the Sun | DNV Proprietary Data
WI | Medium | Solar PV | Commercial | 250 | 1298.0097 | 324502.4145 | 14.82% | 19.8% | 96.8% | 86% | 97.2% | 99.2% | 100% | 1.21 | 25 | 15 | Madison, WI | 2013 | NREL ATB: Commercial Solar | LBL Tracking the Sun | DNV Proprietary Data
WI | Medium | Solar PV | Commercial | 250 | 1300.6103 | 325152.5643 | 14.85% | 19.8% | 97.5% | 86% | 97.37% | 99.25% | 100% | 1.21 | 25 | 15 | Madison, WI | 2014 | NREL ATB: Commercial Solar | LBL Tracking the Sun | DNV Proprietary Data
WI | Medium | Solar PV | Commercial | 250 | 1302.4154 | 325603.8522 | 14.87% | 20% | 98% | 86% | 97.72% | 99.35% | 100% | 1.21 | 25 | 15 | Madison, WI | 2015 | NREL ATB: Commercial Solar | LBL Tracking the Sun | DNV Proprietary Data
WI | Medium | Solar PV | Commercial | 250 | 1304.8404 | 326210.0934 | 14.9% | 20% | 98% | 86% | 97.72% | 99.35% | 100% | 1.21 | 25 | 16 | Madison, WI | 2016 | NREL ATB: Commercial Solar | LBL Tracking the Sun | DNV Proprietary Data
WI | Medium | Solar PV | Commercial | 250 | 1307.0447 | 326761.1841 | 14.92% | 20.2% | 98% | 86% | 97.72% | 99.35% | 100% | 1.21 | 25 | 17 | Madison, WI | 2017 | NREL ATB: Commercial Solar | LBL Tracking the Sun | DNV Proprietary Data
WI | Medium | Solar PV | Commercial | 250 | 1308.4241 | 327106.0142 | 14.94% | 20.2% | 98% | 85.9% | 97.72% | 99.35% | 100% | 1.21 | 25 | 18 | Madison, WI | 2018 | NREL ATB: Commercial Solar | LBL Tracking the Sun | DNV Proprietary Data
WI | Medium | Solar PV | Commercial | 250 | 1310.6039 | 327650.9816 | 14.96% | 20.8% | 98% | 85.9% | 97.72% | 99.35% | 100% | 1.21 | 25 | 18 | Madison, WI | 2019 | NREL ATB: Commercial Solar | LBL Tracking the Sun | DNV Proprietary Data
WI | Medium | Solar PV | Commercial | 250 | 1312.0775 | 328019.3735 | 14.98% | 20.8% | 98% | 85.9% | 97.72% | 99.35% | 100% | 1.21 | 25 | 18 | Madison, WI | 2020 | NREL ATB: Commercial Solar | LBL Tracking the Sun | DNV Proprietary Data
WI | Medium | Solar PV | Commercial | 250 | 1314.2961 | 328574.0334 | 15% | 21% | 98% | 85.9% | 97.72% | 99.35% | 100% | 1.21 | 25 | 20 | Madison, WI | 2021 | NREL ATB: Commercial Solar | LBL Tracking the Sun | DNV Proprietary Data
WI | Medium | Solar PV | Commercial | 250 | 1314.2961 | 328574.0334 | 15.01% | 21% | 98% | 85.9% | 97.72% | 99.35% | 100% | 1.21 | 25 | 20 | Madison, WI | 2022 | NREL ATB: Commercial Solar | LBL Tracking the Sun | DNV Proprietary Data
WI | Small 1 | Solar PV | Commercial | 33.83 | 1297.8492 | 43906.2388 | 14.82% | 19.8% | 95.9% | 86% | 97.02% | 99.15% | 100% | 1.17 | 25 | 15 | Madison, WI | 2012 | NREL ATB: Commercial Solar | LBL Tracking the Sun | DNV Proprietary Data
WI | Small 1 | Solar PV | Commercial | 37.4 | 1299.5722 | 48604.001 | 14.84% | 19.8% | 96.8% | 86% | 97.2% | 99.2% | 100% | 1.17 | 25 | 15 | Madison, WI | 2013 | NREL ATB: Commercial Solar | LBL Tracking the Sun | DNV Proprietary Data
WI | Small 1 | Solar PV | Commercial | 34.68 | 1301.8422 | 45147.8884 | 14.86% | 19.8% | 97.5% | 86% | 97.37% | 99.25% | 100% | 1.17 | 25 | 15 | Madison, WI | 2014 | NREL ATB: Commercial Solar | LBL Tracking the Sun | DNV Proprietary Data
WI | Small 1 | Solar PV | Commercial | 32.81 | 1303.1472 | 42756.2601 | 14.88% | 20% | 98% | 86% | 97.72% | 99.35% | 100% | 1.17 | 25 | 15 | Madison, WI | 2015 | NREL ATB: Commercial Solar | LBL Tracking the Sun | DNV Proprietary Data
WI | Small 1 | Solar PV | Commercial | 33.15 | 1305.5081 | 43277.5927 | 14.9% | 20% | 98% | 86% | 97.72% | 99.35% | 100% | 1.17 | 25 | 16 | Madison, WI | 2016 | NREL ATB: Commercial Solar | LBL Tracking the Sun | DNV Proprietary Data
WI | Small 1 | Solar PV | Commercial | 38.76 | 1306.8263 | 50652.5877 | 14.92% | 20.2% | 98% | 86% | 97.72% | 99.35% | 100% | 1.17 | 25 | 17 | Madison, WI | 2017 | NREL ATB: Commercial Solar | LBL Tracking the Sun | DNV Proprietary Data
WI | Small 1 | Solar PV | Commercial | 39.27 | 1308.7118 | 51393.1106 | 14.94% | 20.2% | 98% | 85.9% | 97.72% | 99.35% | 100% | 1.17 | 25 | 18 | Madison, WI | 2018 | NREL ATB: Commercial Solar | LBL Tracking the Sun | DNV Proprietary Data
WI | Small 1 | Solar PV | Commercial | 38.25 | 1310.8558 | 50140.2332 | 14.96% | 20.8% | 98% | 85.9% | 97.72% | 99.35% | 100% | 1.17 | 25 | 18 | Madison, WI | 2019 | NREL ATB: Commercial Solar | LBL Tracking the Sun | DNV Proprietary Data
WI | Small 1 | Solar PV | Commercial | 36.38 | 1312.3753 | 47744.2122 | 14.98% | 20.8% | 98% | 85.9% | 97.72% | 99.35% | 100% | 1.17 | 25 | 18 | Madison, WI | 2020 | NREL ATB: Commercial Solar | LBL Tracking the Sun | DNV Proprietary Data
WI | Small 1 | Solar PV | Commercial | 32.64 | 1314.0104 | 42889.2986 | 15% | 21% | 98% | 85.9% | 97.72% | 99.35% | 100% | 1.17 | 25 | 20 | Madison, WI | 2021 | NREL ATB: Commercial Solar | LBL Tracking the Sun | DNV Proprietary Data
WI | Small 1 | Solar PV | Commercial | 34.1193 | 1314.4998 | 44849.8777 | 15.01% | 21% | 98% | 85.9% | 97.72% | 99.35% | 100% | 1.17 | 25 | 20 | Madison, WI | 2022 | NREL ATB: Commercial Solar | LBL Tracking the Sun | DNV Proprietary Data
WI | Small 2 | Solar PV | Commercial | 100 | 1297.8492 | 129784.9212 | 14.82% | 19.8% | 95.9% | 86% | 97.02% | 99.15% | 100% | 1.17 | 25 | 15 | Madison, WI | 2012 | NREL ATB: Commercial Solar | LBL Tracking the Sun | DNV Proprietary Data
WI | Small 2 | Solar PV | Commercial | 100 | 1299.5722 | 129957.2218 | 14.84% | 19.8% | 96.8% | 86% | 97.2% | 99.2% | 100% | 1.17 | 25 | 15 | Madison, WI | 2013 | NREL ATB: Commercial Solar | LBL Tracking the Sun | DNV Proprietary Data
WI | Small 2 | Solar PV | Commercial | 100 | 1301.8422 | 130184.2227 | 14.86% | 19.8% | 97.5% | 86% | 97.37% | 99.25% | 100% | 1.17 | 25 | 15 | Madison, WI | 2014 | NREL ATB: Commercial Solar | LBL Tracking the Sun | DNV Proprietary Data
WI | Small 2 | Solar PV | Commercial | 100 | 1303.1472 | 130314.7213 | 14.88% | 20% | 98% | 86% | 97.72% | 99.35% | 100% | 1.17 | 25 | 15 | Madison, WI | 2015 | NREL ATB: Commercial Solar | LBL Tracking the Sun | DNV Proprietary Data
WI | Small 2 | Solar PV | Commercial | 100 | 1305.5081 | 130550.8075 | 14.9% | 20% | 98% | 86% | 97.72% | 99.35% | 100% | 1.17 | 25 | 16 | Madison, WI | 2016 | NREL ATB: Commercial Solar | LBL Tracking the Sun | DNV Proprietary Data
WI | Small 2 | Solar PV | Commercial | 100 | 1306.8263 | 130682.6308 | 14.92% | 20.2% | 98% | 86% | 97.72% | 99.35% | 100% | 1.17 | 25 | 17 | Madison, WI | 2017 | NREL ATB: Commercial Solar | LBL Tracking the Sun | DNV Proprietary Data
WI | Small 2 | Solar PV | Commercial | 100 | 1308.7118 | 130871.1756 | 14.94% | 20.2% | 98% | 85.9% | 97.72% | 99.35% | 100% | 1.17 | 25 | 18 | Madison, WI | 2018 | NREL ATB: Commercial Solar | LBL Tracking the Sun | DNV Proprietary Data
WI | Small 2 | Solar PV | Commercial | 100 | 1310.8558 | 131085.5771 | 14.96% | 20.8% | 98% | 85.9% | 97.72% | 99.35% | 100% | 1.17 | 25 | 18 | Madison, WI | 2019 | NREL ATB: Commercial Solar | LBL Tracking the Sun | DNV Proprietary Data
WI | Small 2 | Solar PV | Commercial | 100 | 1312.3753 | 131237.5266 | 14.98% | 20.8% | 98% | 85.9% | 97.72% | 99.35% | 100% | 1.17 | 25 | 18 | Madison, WI | 2020 | NREL ATB: Commercial Solar | LBL Tracking the Sun | DNV Proprietary Data
WI | Small 2 | Solar PV | Commercial | 100 | 1314.0104 | 131401.0375 | 15% | 21% | 98% | 85.9% | 97.72% | 99.35% | 100% | 1.17 | 25 | 20 | Madison, WI | 2021 | NREL ATB: Commercial Solar | LBL Tracking the Sun | DNV Proprietary Data
WI | Small 2 | Solar PV | Commercial | 100 | 1314.0104 | 131401.0375 | 15.01% | 21% | 98% | 85.9% | 97.72% | 99.35% | 100% | 1.17 | 25 | 20 | Madison, WI | 2022 | NREL ATB: Commercial Solar | LBL Tracking the Sun | DNV Proprietary Data
WV | Large 2 | Solar PV | Commercial | 1000 | 1216.1326 | 1216132.6459 | 13.88% | 19.8% | 95.9% | 86% | 97.02% | 99.15% | 100% | 1.23 | 25 | 15 | Morgantown, WV | 2012 | NREL ATB: Commercial Solar | LBL Tracking the Sun | DNV Proprietary Data
WV | Large 2 | Solar PV | Commercial | 1000 | 1217.5024 | 1217502.4437 | 13.9% | 19.8% | 96.8% | 86% | 97.2% | 99.2% | 100% | 1.23 | 25 | 15 | Morgantown, WV | 2013 | NREL ATB: Commercial Solar | LBL Tracking the Sun | DNV Proprietary Data
WV | Large 2 | Solar PV | Commercial | 1000 | 1219.2841 | 1219284.057 | 13.92% | 19.8% | 97.5% | 86% | 97.37% | 99.25% | 100% | 1.23 | 25 | 15 | Morgantown, WV | 2014 | NREL ATB: Commercial Solar | LBL Tracking the Sun | DNV Proprietary Data
WV | Large 2 | Solar PV | Commercial | 1000 | 1221.1664 | 1221166.4192 | 13.94% | 20% | 98% | 86% | 97.72% | 99.35% | 100% | 1.23 | 25 | 15 | Morgantown, WV | 2015 | NREL ATB: Commercial Solar | LBL Tracking the Sun | DNV Proprietary Data
WV | Large 2 | Solar PV | Commercial | 1000 | 1223.4674 | 1223467.415 | 13.97% | 20% | 98% | 86% | 97.72% | 99.35% | 100% | 1.23 | 25 | 16 | Morgantown, WV | 2016 | NREL ATB: Commercial Solar | LBL Tracking the Sun | DNV Proprietary Data
WV | Large 2 | Solar PV | Commercial | 1000 | 1224.9019 | 1224901.8522 | 13.98% | 20.2% | 98% | 86% | 97.72% | 99.35% | 100% | 1.23 | 25 | 17 | Morgantown, WV | 2017 | NREL ATB: Commercial Solar | LBL Tracking the Sun | DNV Proprietary Data
WV | Large 2 | Solar PV | Commercial | 1000 | 1227.108 | 1227108.0276 | 14.01% | 20.2% | 98% | 85.9% | 97.72% | 99.35% | 100% | 1.23 | 25 | 18 | Morgantown, WV | 2018 | NREL ATB: Commercial Solar | LBL Tracking the Sun | DNV Proprietary Data
WV | Large 2 | Solar PV | Commercial | 1000 | 1229.0879 | 1229087.867 | 14.03% | 20.8% | 98% | 85.9% | 97.72% | 99.35% | 100% | 1.23 | 25 | 18 | Morgantown, WV | 2019 | NREL ATB: Commercial Solar | LBL Tracking the Sun | DNV Proprietary Data
WV | Large 2 | Solar PV | Commercial | 1000 | 1231.1901 | 1231190.1492 | 14.05% | 20.8% | 98% | 85.9% | 97.72% | 99.35% | 100% | 1.23 | 25 | 18 | Morgantown, WV | 2020 | NREL ATB: Commercial Solar | LBL Tracking the Sun | DNV Proprietary Data
WV | Large 2 | Solar PV | Commercial | 1000 | 1232.5568 | 1232556.8393 | 14.07% | 21% | 98% | 85.9% | 97.72% | 99.35% | 100% | 1.23 | 25 | 20 | Morgantown, WV | 2021 | NREL ATB: Commercial Solar | LBL Tracking the Sun | DNV Proprietary Data
WV | Large 2 | Solar PV | Commercial | 1000 | 1232.5568 | 1232556.8393 | 14.08% | 21% | 98% | 85.9% | 97.72% | 99.35% | 100% | 1.23 | 25 | 20 | Morgantown, WV | 2022 | NREL ATB: Commercial Solar | LBL Tracking the Sun | DNV Proprietary Data
WV | Large 1 | Solar PV | Commercial | 500 | 1203.7303 | 601865.1299 | 13.74% | 19.8% | 95.9% | 86% | 97.02% | 99.15% | 100% | 1.21 | 25 | 15 | Morgantown, WV | 2012 | NREL ATB: Commercial Solar | LBL Tracking the Sun | DNV Proprietary Data
WV | Large 1 | Solar PV | Commercial | 500 | 1205.847 | 602923.4953 | 13.77% | 19.8% | 96.8% | 86% | 97.2% | 99.2% | 100% | 1.21 | 25 | 15 | Morgantown, WV | 2013 | NREL ATB: Commercial Solar | LBL Tracking the Sun | DNV Proprietary Data
WV | Large 1 | Solar PV | Commercial | 500 | 1207.338 | 603668.9871 | 13.78% | 19.8% | 97.5% | 86% | 97.37% | 99.25% | 100% | 1.21 | 25 | 15 | Morgantown, WV | 2014 | NREL ATB: Commercial Solar | LBL Tracking the Sun | DNV Proprietary Data
WV | Large 1 | Solar PV | Commercial | 500 | 1209.6783 | 604839.1287 | 13.81% | 20% | 98% | 86% | 97.72% | 99.35% | 100% | 1.21 | 25 | 15 | Morgantown, WV | 2015 | NREL ATB: Commercial Solar | LBL Tracking the Sun | DNV Proprietary Data
WV | Large 1 | Solar PV | Commercial | 500 | 1211.7646 | 605882.2894 | 13.83% | 20% | 98% | 86% | 97.72% | 99.35% | 100% | 1.21 | 25 | 16 | Morgantown, WV | 2016 | NREL ATB: Commercial Solar | LBL Tracking the Sun | DNV Proprietary Data
WV | Large 1 | Solar PV | Commercial | 500 | 1213.0684 | 606534.1934 | 13.85% | 20.2% | 98% | 86% | 97.72% | 99.35% | 100% | 1.21 | 25 | 17 | Morgantown, WV | 2017 | NREL ATB: Commercial Solar | LBL Tracking the Sun | DNV Proprietary Data
WV | Large 1 | Solar PV | Commercial | 500 | 1214.3879 | 607193.9411 | 13.86% | 20.2% | 98% | 85.9% | 97.72% | 99.35% | 100% | 1.21 | 25 | 18 | Morgantown, WV | 2018 | NREL ATB: Commercial Solar | LBL Tracking the Sun | DNV Proprietary Data
WV | Large 1 | Solar PV | Commercial | 500 | 1216.1207 | 608060.3719 | 13.88% | 20.8% | 98% | 85.9% | 97.72% | 99.35% | 100% | 1.21 | 25 | 18 | Morgantown, WV | 2019 | NREL ATB: Commercial Solar | LBL Tracking the Sun | DNV Proprietary Data
WV | Large 1 | Solar PV | Commercial | 500 | 1217.5502 | 608775.1228 | 13.9% | 20.8% | 98% | 85.9% | 97.72% | 99.35% | 100% | 1.21 | 25 | 18 | Morgantown, WV | 2020 | NREL ATB: Commercial Solar | LBL Tracking the Sun | DNV Proprietary Data
WV | Large 1 | Solar PV | Commercial | 500 | 1218.8556 | 609427.7752 | 13.91% | 21% | 98% | 85.9% | 97.72% | 99.35% | 100% | 1.21 | 25 | 20 | Morgantown, WV | 2021 | NREL ATB: Commercial Solar | LBL Tracking the Sun | DNV Proprietary Data
WV | Large 1 | Solar PV | Commercial | 500 | 1218.8556 | 609427.7752 | 13.92% | 21% | 98% | 85.9% | 97.72% | 99.35% | 100% | 1.21 | 25 | 20 | Morgantown, WV | 2022 | NREL ATB: Commercial Solar | LBL Tracking the Sun | DNV Proprietary Data
WV | Medium | Solar PV | Commercial | 250 | 1201.4082 | 300352.045 | 13.71% | 19.8% | 95.9% | 86% | 97.02% | 99.15% | 100% | 1.21 | 25 | 15 | Morgantown, WV | 2012 | NREL ATB: Commercial Solar | LBL Tracking the Sun | DNV Proprietary Data
WV | Medium | Solar PV | Commercial | 250 | 1203.6861 | 300921.5253 | 13.74% | 19.8% | 96.8% | 86% | 97.2% | 99.2% | 100% | 1.21 | 25 | 15 | Morgantown, WV | 2013 | NREL ATB: Commercial Solar | LBL Tracking the Sun | DNV Proprietary Data
WV | Medium | Solar PV | Commercial | 250 | 1205.1301 | 301282.5201 | 13.76% | 19.8% | 97.5% | 86% | 97.37% | 99.25% | 100% | 1.21 | 25 | 15 | Morgantown, WV | 2014 | NREL ATB: Commercial Solar | LBL Tracking the Sun | DNV Proprietary Data
WV | Medium | Solar PV | Commercial | 250 | 1206.6234 | 301655.853 | 13.77% | 20% | 98% | 86% | 97.72% | 99.35% | 100% | 1.21 | 25 | 15 | Morgantown, WV | 2015 | NREL ATB: Commercial Solar | LBL Tracking the Sun | DNV Proprietary Data
WV | Medium | Solar PV | Commercial | 250 | 1208.305 | 302076.2571 | 13.79% | 20% | 98% | 86% | 97.72% | 99.35% | 100% | 1.21 | 25 | 16 | Morgantown, WV | 2016 | NREL ATB: Commercial Solar | LBL Tracking the Sun | DNV Proprietary Data
WV | Medium | Solar PV | Commercial | 250 | 1210.4854 | 302621.3582 | 13.82% | 20.2% | 98% | 86% | 97.72% | 99.35% | 100% | 1.21 | 25 | 17 | Morgantown, WV | 2017 | NREL ATB: Commercial Solar | LBL Tracking the Sun | DNV Proprietary Data
WV | Medium | Solar PV | Commercial | 250 | 1212.6706 | 303167.6509 | 13.84% | 20.2% | 98% | 85.9% | 97.72% | 99.35% | 100% | 1.21 | 25 | 18 | Morgantown, WV | 2018 | NREL ATB: Commercial Solar | LBL Tracking the Sun | DNV Proprietary Data
WV | Medium | Solar PV | Commercial | 250 | 1214.7718 | 303692.9393 | 13.87% | 20.8% | 98% | 85.9% | 97.72% | 99.35% | 100% | 1.21 | 25 | 18 | Morgantown, WV | 2019 | NREL ATB: Commercial Solar | LBL Tracking the Sun | DNV Proprietary Data
WV | Medium | Solar PV | Commercial | 250 | 1217.1282 | 304282.0558 | 13.89% | 20.8% | 98% | 85.9% | 97.72% | 99.35% | 100% | 1.21 | 25 | 18 | Morgantown, WV | 2020 | NREL ATB: Commercial Solar | LBL Tracking the Sun | DNV Proprietary Data
WV | Medium | Solar PV | Commercial | 250 | 1218.8556 | 304713.8876 | 13.91% | 21% | 98% | 85.9% | 97.72% | 99.35% | 100% | 1.21 | 25 | 20 | Morgantown, WV | 2021 | NREL ATB: Commercial Solar | LBL Tracking the Sun | DNV Proprietary Data
WV | Medium | Solar PV | Commercial | 250 | 1218.8556 | 304713.8876 | 13.92% | 21% | 98% | 85.9% | 97.72% | 99.35% | 100% | 1.21 | 25 | 20 | Morgantown, WV | 2022 | NREL ATB: Commercial Solar | LBL Tracking the Sun | DNV Proprietary Data
WV | Small 1 | Solar PV | Commercial | 33.83 | 1203.0022 | 40697.5657 | 13.73% | 19.8% | 95.9% | 86% | 97.02% | 99.15% | 100% | 1.17 | 25 | 15 | Morgantown, WV | 2012 | NREL ATB: Commercial Solar | LBL Tracking the Sun | DNV Proprietary Data
WV | Small 1 | Solar PV | Commercial | 37.4 | 1204.8415 | 45061.0728 | 13.75% | 19.8% | 96.8% | 86% | 97.2% | 99.2% | 100% | 1.17 | 25 | 15 | Morgantown, WV | 2013 | NREL ATB: Commercial Solar | LBL Tracking the Sun | DNV Proprietary Data
WV | Small 1 | Solar PV | Commercial | 34.68 | 1206.2095 | 41831.3471 | 13.77% | 19.8% | 97.5% | 86% | 97.37% | 99.25% | 100% | 1.17 | 25 | 15 | Morgantown, WV | 2014 | NREL ATB: Commercial Solar | LBL Tracking the Sun | DNV Proprietary Data
WV | Small 1 | Solar PV | Commercial | 32.81 | 1207.485 | 39617.5821 | 13.78% | 20% | 98% | 86% | 97.72% | 99.35% | 100% | 1.17 | 25 | 15 | Morgantown, WV | 2015 | NREL ATB: Commercial Solar | LBL Tracking the Sun | DNV Proprietary Data
WV | Small 1 | Solar PV | Commercial | 33.15 | 1208.7845 | 40071.2062 | 13.8% | 20% | 98% | 86% | 97.72% | 99.35% | 100% | 1.17 | 25 | 16 | Morgantown, WV | 2016 | NREL ATB: Commercial Solar | LBL Tracking the Sun | DNV Proprietary Data
WV | Small 1 | Solar PV | Commercial | 38.76 | 1210.9649 | 46937.0007 | 13.82% | 20.2% | 98% | 86% | 97.72% | 99.35% | 100% | 1.17 | 25 | 17 | Morgantown, WV | 2017 | NREL ATB: Commercial Solar | LBL Tracking the Sun | DNV Proprietary Data
WV | Small 1 | Solar PV | Commercial | 39.27 | 1212.8721 | 47629.488 | 13.85% | 20.2% | 98% | 85.9% | 97.72% | 99.35% | 100% | 1.17 | 25 | 18 | Morgantown, WV | 2018 | NREL ATB: Commercial Solar | LBL Tracking the Sun | DNV Proprietary Data
WV | Small 1 | Solar PV | Commercial | 38.25 | 1214.4602 | 46453.1017 | 13.86% | 20.8% | 98% | 85.9% | 97.72% | 99.35% | 100% | 1.17 | 25 | 18 | Morgantown, WV | 2019 | NREL ATB: Commercial Solar | LBL Tracking the Sun | DNV Proprietary Data
WV | Small 1 | Solar PV | Commercial | 36.38 | 1216.7683 | 44266.0307 | 13.89% | 20.8% | 98% | 85.9% | 97.72% | 99.35% | 100% | 1.17 | 25 | 18 | Morgantown, WV | 2020 | NREL ATB: Commercial Solar | LBL Tracking the Sun | DNV Proprietary Data
WV | Small 1 | Solar PV | Commercial | 32.64 | 1218.2823 | 39764.7347 | 13.91% | 21% | 98% | 85.9% | 97.72% | 99.35% | 100% | 1.17 | 25 | 20 | Morgantown, WV | 2021 | NREL ATB: Commercial Solar | LBL Tracking the Sun | DNV Proprietary Data
WV | Small 1 | Solar PV | Commercial | 34.1193 | 1218.7361 | 41582.482 | 13.91% | 21% | 98% | 85.9% | 97.72% | 99.35% | 100% | 1.17 | 25 | 20 | Morgantown, WV | 2022 | NREL ATB: Commercial Solar | LBL Tracking the Sun | DNV Proprietary Data
WV | Small 2 | Solar PV | Commercial | 100 | 1203.0022 | 120300.2237 | 13.73% | 19.8% | 95.9% | 86% | 97.02% | 99.15% | 100% | 1.17 | 25 | 15 | Morgantown, WV | 2012 | NREL ATB: Commercial Solar | LBL Tracking the Sun | DNV Proprietary Data
WV | Small 2 | Solar PV | Commercial | 100 | 1204.8415 | 120484.1519 | 13.75% | 19.8% | 96.8% | 86% | 97.2% | 99.2% | 100% | 1.17 | 25 | 15 | Morgantown, WV | 2013 | NREL ATB: Commercial Solar | LBL Tracking the Sun | DNV Proprietary Data
WV | Small 2 | Solar PV | Commercial | 100 | 1206.2095 | 120620.9548 | 13.77% | 19.8% | 97.5% | 86% | 97.37% | 99.25% | 100% | 1.17 | 25 | 15 | Morgantown, WV | 2014 | NREL ATB: Commercial Solar | LBL Tracking the Sun | DNV Proprietary Data
WV | Small 2 | Solar PV | Commercial | 100 | 1207.485 | 120748.4976 | 13.78% | 20% | 98% | 86% | 97.72% | 99.35% | 100% | 1.17 | 25 | 15 | Morgantown, WV | 2015 | NREL ATB: Commercial Solar | LBL Tracking the Sun | DNV Proprietary Data
WV | Small 2 | Solar PV | Commercial | 100 | 1208.7845 | 120878.4502 | 13.8% | 20% | 98% | 86% | 97.72% | 99.35% | 100% | 1.17 | 25 | 16 | Morgantown, WV | 2016 | NREL ATB: Commercial Solar | LBL Tracking the Sun | DNV Proprietary Data
WV | Small 2 | Solar PV | Commercial | 100 | 1210.9649 | 121096.4929 | 13.82% | 20.2% | 98% | 86% | 97.72% | 99.35% | 100% | 1.17 | 25 | 17 | Morgantown, WV | 2017 | NREL ATB: Commercial Solar | LBL Tracking the Sun | DNV Proprietary Data
WV | Small 2 | Solar PV | Commercial | 100 | 1212.8721 | 121287.2117 | 13.85% | 20.2% | 98% | 85.9% | 97.72% | 99.35% | 100% | 1.17 | 25 | 18 | Morgantown, WV | 2018 | NREL ATB: Commercial Solar | LBL Tracking the Sun | DNV Proprietary Data
WV | Small 2 | Solar PV | Commercial | 100 | 1214.4602 | 121446.0176 | 13.86% | 20.8% | 98% | 85.9% | 97.72% | 99.35% | 100% | 1.17 | 25 | 18 | Morgantown, WV | 2019 | NREL ATB: Commercial Solar | LBL Tracking the Sun | DNV Proprietary Data
WV | Small 2 | Solar PV | Commercial | 100 | 1216.7683 | 121676.8298 | 13.89% | 20.8% | 98% | 85.9% | 97.72% | 99.35% | 100% | 1.17 | 25 | 18 | Morgantown, WV | 2020 | NREL ATB: Commercial Solar | LBL Tracking the Sun | DNV Proprietary Data
WV | Small 2 | Solar PV | Commercial | 100 | 1218.2823 | 121828.2313 | 13.91% | 21% | 98% | 85.9% | 97.72% | 99.35% | 100% | 1.17 | 25 | 20 | Morgantown, WV | 2021 | NREL ATB: Commercial Solar | LBL Tracking the Sun | DNV Proprietary Data
WV | Small 2 | Solar PV | Commercial | 100 | 1218.2823 | 121828.2313 | 13.91% | 21% | 98% | 85.9% | 97.72% | 99.35% | 100% | 1.17 | 25 | 20 | Morgantown, WV | 2022 | NREL ATB: Commercial Solar | LBL Tracking the Sun | DNV Proprietary Data
WY | Large 2 | Solar PV | Commercial | 1000 | 1501.0664 | 1501066.3891 | 17.14% | 19.8% | 95.9% | 86% | 97.02% | 99.15% | 100% | 1.23 | 25 | 15 | Casper, WY | 2012 | NREL ATB: Commercial Solar | LBL Tracking the Sun | DNV Proprietary Data
WY | Large 2 | Solar PV | Commercial | 1000 | 1503.9856 | 1503985.5743 | 17.17% | 19.8% | 96.8% | 86% | 97.2% | 99.2% | 100% | 1.23 | 25 | 15 | Casper, WY | 2013 | NREL ATB: Commercial Solar | LBL Tracking the Sun | DNV Proprietary Data
WY | Large 2 | Solar PV | Commercial | 1000 | 1506.8973 | 1506897.2572 | 17.2% | 19.8% | 97.5% | 86% | 97.37% | 99.25% | 100% | 1.23 | 25 | 15 | Casper, WY | 2014 | NREL ATB: Commercial Solar | LBL Tracking the Sun | DNV Proprietary Data
WY | Large 2 | Solar PV | Commercial | 1000 | 1508.7838 | 1508783.7534 | 17.22% | 20% | 98% | 86% | 97.72% | 99.35% | 100% | 1.23 | 25 | 15 | Casper, WY | 2015 | NREL ATB: Commercial Solar | LBL Tracking the Sun | DNV Proprietary Data
WY | Large 2 | Solar PV | Commercial | 1000 | 1510.4443 | 1510444.316 | 17.24% | 20% | 98% | 86% | 97.72% | 99.35% | 100% | 1.23 | 25 | 16 | Casper, WY | 2016 | NREL ATB: Commercial Solar | LBL Tracking the Sun | DNV Proprietary Data
WY | Large 2 | Solar PV | Commercial | 1000 | 1512.2539 | 1512253.885 | 17.26% | 20.2% | 98% | 86% | 97.72% | 99.35% | 100% | 1.23 | 25 | 17 | Casper, WY | 2017 | NREL ATB: Commercial Solar | LBL Tracking the Sun | DNV Proprietary Data
WY | Large 2 | Solar PV | Commercial | 1000 | 1514.9317 | 1514931.6678 | 17.29% | 20.2% | 98% | 85.9% | 97.72% | 99.35% | 100% | 1.23 | 25 | 18 | Casper, WY | 2018 | NREL ATB: Commercial Solar | LBL Tracking the Sun | DNV Proprietary Data
WY | Large 2 | Solar PV | Commercial | 1000 | 1517.1624 | 1517162.3702 | 17.32% | 20.8% | 98% | 85.9% | 97.72% | 99.35% | 100% | 1.23 | 25 | 18 | Casper, WY | 2019 | NREL ATB: Commercial Solar | LBL Tracking the Sun | DNV Proprietary Data
WY | Large 2 | Solar PV | Commercial | 1000 | 1519.1076 | 1519107.6084 | 17.34% | 20.8% | 98% | 85.9% | 97.72% | 99.35% | 100% | 1.23 | 25 | 18 | Casper, WY | 2020 | NREL ATB: Commercial Solar | LBL Tracking the Sun | DNV Proprietary Data
WY | Large 2 | Solar PV | Commercial | 1000 | 1520.7301 | 1520730.148 | 17.36% | 21% | 98% | 85.9% | 97.72% | 99.35% | 100% | 1.23 | 25 | 20 | Casper, WY | 2021 | NREL ATB: Commercial Solar | LBL Tracking the Sun | DNV Proprietary Data
WY | Large 2 | Solar PV | Commercial | 1000 | 1520.7301 | 1520730.148 | 17.37% | 21% | 98% | 85.9% | 97.72% | 99.35% | 100% | 1.23 | 25 | 20 | Casper, WY | 2022 | NREL ATB: Commercial Solar | LBL Tracking the Sun | DNV Proprietary Data
WY | Large 1 | Solar PV | Commercial | 500 | 1493.7414 | 746870.7019 | 17.05% | 19.8% | 95.9% | 86% | 97.02% | 99.15% | 100% | 1.21 | 25 | 15 | Casper, WY | 2012 | NREL ATB: Commercial Solar | LBL Tracking the Sun | DNV Proprietary Data
WY | Large 1 | Solar PV | Commercial | 500 | 1496.6698 | 748334.8842 | 17.09% | 19.8% | 96.8% | 86% | 97.2% | 99.2% | 100% | 1.21 | 25 | 15 | Casper, WY | 2013 | NREL ATB: Commercial Solar | LBL Tracking the Sun | DNV Proprietary Data
WY | Large 1 | Solar PV | Commercial | 500 | 1499.6334 | 749816.7109 | 17.12% | 19.8% | 97.5% | 86% | 97.37% | 99.25% | 100% | 1.21 | 25 | 15 | Casper, WY | 2014 | NREL ATB: Commercial Solar | LBL Tracking the Sun | DNV Proprietary Data
WY | Large 1 | Solar PV | Commercial | 500 | 1502.0665 | 751033.2598 | 17.15% | 20% | 98% | 86% | 97.72% | 99.35% | 100% | 1.21 | 25 | 15 | Casper, WY | 2015 | NREL ATB: Commercial Solar | LBL Tracking the Sun | DNV Proprietary Data
WY | Large 1 | Solar PV | Commercial | 500 | 1504.9316 | 752465.8172 | 17.18% | 20% | 98% | 86% | 97.72% | 99.35% | 100% | 1.21 | 25 | 16 | Casper, WY | 2016 | NREL ATB: Commercial Solar | LBL Tracking the Sun | DNV Proprietary Data
WY | Large 1 | Solar PV | Commercial | 500 | 1507.7654 | 753882.7038 | 17.21% | 20.2% | 98% | 86% | 97.72% | 99.35% | 100% | 1.21 | 25 | 17 | Casper, WY | 2017 | NREL ATB: Commercial Solar | LBL Tracking the Sun | DNV Proprietary Data
WY | Large 1 | Solar PV | Commercial | 500 | 1510.5193 | 755259.6295 | 17.24% | 20.2% | 98% | 85.9% | 97.72% | 99.35% | 100% | 1.21 | 25 | 18 | Casper, WY | 2018 | NREL ATB: Commercial Solar | LBL Tracking the Sun | DNV Proprietary Data
WY | Large 1 | Solar PV | Commercial | 500 | 1512.8784 | 756439.199 | 17.27% | 20.8% | 98% | 85.9% | 97.72% | 99.35% | 100% | 1.21 | 25 | 18 | Casper, WY | 2019 | NREL ATB: Commercial Solar | LBL Tracking the Sun | DNV Proprietary Data
WY | Large 1 | Solar PV | Commercial | 500 | 1514.5022 | 757251.1112 | 17.29% | 20.8% | 98% | 85.9% | 97.72% | 99.35% | 100% | 1.21 | 25 | 18 | Casper, WY | 2020 | NREL ATB: Commercial Solar | LBL Tracking the Sun | DNV Proprietary Data
WY | Large 1 | Solar PV | Commercial | 500 | 1517.0707 | 758535.3621 | 17.32% | 21% | 98% | 85.9% | 97.72% | 99.35% | 100% | 1.21 | 25 | 20 | Casper, WY | 2021 | NREL ATB: Commercial Solar | LBL Tracking the Sun | DNV Proprietary Data
WY | Large 1 | Solar PV | Commercial | 500 | 1517.0707 | 758535.3621 | 17.32% | 21% | 98% | 85.9% | 97.72% | 99.35% | 100% | 1.21 | 25 | 20 | Casper, WY | 2022 | NREL ATB: Commercial Solar | LBL Tracking the Sun | DNV Proprietary Data
WY | Medium | Solar PV | Commercial | 250 | 1494.8619 | 373715.4705 | 17.06% | 19.8% | 95.9% | 86% | 97.02% | 99.15% | 100% | 1.21 | 25 | 15 | Casper, WY | 2012 | NREL ATB: Commercial Solar | LBL Tracking the Sun | DNV Proprietary Data
WY | Medium | Solar PV | Commercial | 250 | 1497.6702 | 374417.5492 | 17.1% | 19.8% | 96.8% | 86% | 97.2% | 99.2% | 100% | 1.21 | 25 | 15 | Casper, WY | 2013 | NREL ATB: Commercial Solar | LBL Tracking the Sun | DNV Proprietary Data
WY | Medium | Solar PV | Commercial | 250 | 1499.5148 | 374878.7056 | 17.12% | 19.8% | 97.5% | 86% | 97.37% | 99.25% | 100% | 1.21 | 25 | 15 | Casper, WY | 2014 | NREL ATB: Commercial Solar | LBL Tracking the Sun | DNV Proprietary Data
WY | Medium | Solar PV | Commercial | 250 | 1501.9971 | 375499.2726 | 17.15% | 20% | 98% | 86% | 97.72% | 99.35% | 100% | 1.21 | 25 | 15 | Casper, WY | 2015 | NREL ATB: Commercial Solar | LBL Tracking the Sun | DNV Proprietary Data
WY | Medium | Solar PV | Commercial | 250 | 1504.5147 | 376128.6774 | 17.17% | 20% | 98% | 86% | 97.72% | 99.35% | 100% | 1.21 | 25 | 16 | Casper, WY | 2016 | NREL ATB: Commercial Solar | LBL Tracking the Sun | DNV Proprietary Data
WY | Medium | Solar PV | Commercial | 250 | 1507.1739 | 376793.4751 | 17.21% | 20.2% | 98% | 86% | 97.72% | 99.35% | 100% | 1.21 | 25 | 17 | Casper, WY | 2017 | NREL ATB: Commercial Solar | LBL Tracking the Sun | DNV Proprietary Data
WY | Medium | Solar PV | Commercial | 250 | 1509.224 | 377306.0111 | 17.23% | 20.2% | 98% | 85.9% | 97.72% | 99.35% | 100% | 1.21 | 25 | 18 | Casper, WY | 2018 | NREL ATB: Commercial Solar | LBL Tracking the Sun | DNV Proprietary Data
WY | Medium | Solar PV | Commercial | 250 | 1512.0309 | 378007.7212 | 17.26% | 20.8% | 98% | 85.9% | 97.72% | 99.35% | 100% | 1.21 | 25 | 18 | Casper, WY | 2019 | NREL ATB: Commercial Solar | LBL Tracking the Sun | DNV Proprietary Data
WY | Medium | Solar PV | Commercial | 250 | 1514.9658 | 378741.4542 | 17.29% | 20.8% | 98% | 85.9% | 97.72% | 99.35% | 100% | 1.21 | 25 | 18 | Casper, WY | 2020 | NREL ATB: Commercial Solar | LBL Tracking the Sun | DNV Proprietary Data
WY | Medium | Solar PV | Commercial | 250 | 1517.0707 | 379267.681 | 17.32% | 21% | 98% | 85.9% | 97.72% | 99.35% | 100% | 1.21 | 25 | 20 | Casper, WY | 2021 | NREL ATB: Commercial Solar | LBL Tracking the Sun | DNV Proprietary Data
WY | Medium | Solar PV | Commercial | 250 | 1517.0707 | 379267.681 | 17.32% | 21% | 98% | 85.9% | 97.72% | 99.35% | 100% | 1.21 | 25 | 20 | Casper, WY | 2022 | NREL ATB: Commercial Solar | LBL Tracking the Sun | DNV Proprietary Data
WY | Small 1 | Solar PV | Commercial | 33.83 | 1498.076 | 50679.911 | 17.1% | 19.8% | 95.9% | 86% | 97.02% | 99.15% | 100% | 1.17 | 25 | 15 | Casper, WY | 2012 | NREL ATB: Commercial Solar | LBL Tracking the Sun | DNV Proprietary Data
WY | Small 1 | Solar PV | Commercial | 37.4 | 1500.2136 | 56107.99 | 17.13% | 19.8% | 96.8% | 86% | 97.2% | 99.2% | 100% | 1.17 | 25 | 15 | Casper, WY | 2013 | NREL ATB: Commercial Solar | LBL Tracking the Sun | DNV Proprietary Data
WY | Small 1 | Solar PV | Commercial | 34.68 | 1502.2313 | 52097.3823 | 17.15% | 19.8% | 97.5% | 86% | 97.37% | 99.25% | 100% | 1.17 | 25 | 15 | Casper, WY | 2014 | NREL ATB: Commercial Solar | LBL Tracking the Sun | DNV Proprietary Data
WY | Small 1 | Solar PV | Commercial | 32.81 | 1504.0493 | 49347.8571 | 17.17% | 20% | 98% | 86% | 97.72% | 99.35% | 100% | 1.17 | 25 | 15 | Casper, WY | 2015 | NREL ATB: Commercial Solar | LBL Tracking the Sun | DNV Proprietary Data
WY | Small 1 | Solar PV | Commercial | 33.15 | 1506.5886 | 49943.4107 | 17.2% | 20% | 98% | 86% | 97.72% | 99.35% | 100% | 1.17 | 25 | 16 | Casper, WY | 2016 | NREL ATB: Commercial Solar | LBL Tracking the Sun | DNV Proprietary Data
WY | Small 1 | Solar PV | Commercial | 38.76 | 1508.4529 | 58467.6354 | 17.22% | 20.2% | 98% | 86% | 97.72% | 99.35% | 100% | 1.17 | 25 | 17 | Casper, WY | 2017 | NREL ATB: Commercial Solar | LBL Tracking the Sun | DNV Proprietary Data
WY | Small 1 | Solar PV | Commercial | 39.27 | 1510.1839 | 59304.9216 | 17.24% | 20.2% | 98% | 85.9% | 97.72% | 99.35% | 100% | 1.17 | 25 | 18 | Casper, WY | 2018 | NREL ATB: Commercial Solar | LBL Tracking the Sun | DNV Proprietary Data
WY | Small 1 | Solar PV | Commercial | 38.25 | 1511.9156 | 57830.771 | 17.26% | 20.8% | 98% | 85.9% | 97.72% | 99.35% | 100% | 1.17 | 25 | 18 | Casper, WY | 2019 | NREL ATB: Commercial Solar | LBL Tracking the Sun | DNV Proprietary Data
WY | Small 1 | Solar PV | Commercial | 36.38 | 1514.3711 | 55092.8212 | 17.29% | 20.8% | 98% | 85.9% | 97.72% | 99.35% | 100% | 1.17 | 25 | 18 | Casper, WY | 2020 | NREL ATB: Commercial Solar | LBL Tracking the Sun | DNV Proprietary Data
WY | Small 1 | Solar PV | Commercial | 32.64 | 1516.9036 | 49511.7321 | 17.32% | 21% | 98% | 85.9% | 97.72% | 99.35% | 100% | 1.17 | 25 | 20 | Casper, WY | 2021 | NREL ATB: Commercial Solar | LBL Tracking the Sun | DNV Proprietary Data
WY | Small 1 | Solar PV | Commercial | 34.1193 | 1517.4686 | 51775.0394 | 17.32% | 21% | 98% | 85.9% | 97.72% | 99.35% | 100% | 1.17 | 25 | 20 | Casper, WY | 2022 | NREL ATB: Commercial Solar | LBL Tracking the Sun | DNV Proprietary Data
WY | Small 2 | Solar PV | Commercial | 100 | 1498.076 | 149807.5996 | 17.1% | 19.8% | 95.9% | 86% | 97.02% | 99.15% | 100% | 1.17 | 25 | 15 | Casper, WY | 2012 | NREL ATB: Commercial Solar | LBL Tracking the Sun | DNV Proprietary Data
WY | Small 2 | Solar PV | Commercial | 100 | 1500.2136 | 150021.3636 | 17.13% | 19.8% | 96.8% | 86% | 97.2% | 99.2% | 100% | 1.17 | 25 | 15 | Casper, WY | 2013 | NREL ATB: Commercial Solar | LBL Tracking the Sun | DNV Proprietary Data
WY | Small 2 | Solar PV | Commercial | 100 | 1502.2313 | 150223.1325 | 17.15% | 19.8% | 97.5% | 86% | 97.37% | 99.25% | 100% | 1.17 | 25 | 15 | Casper, WY | 2014 | NREL ATB: Commercial Solar | LBL Tracking the Sun | DNV Proprietary Data
WY | Small 2 | Solar PV | Commercial | 100 | 1504.0493 | 150404.9286 | 17.17% | 20% | 98% | 86% | 97.72% | 99.35% | 100% | 1.17 | 25 | 15 | Casper, WY | 2015 | NREL ATB: Commercial Solar | LBL Tracking the Sun | DNV Proprietary Data
WY | Small 2 | Solar PV | Commercial | 100 | 1506.5886 | 150658.8558 | 17.2% | 20% | 98% | 86% | 97.72% | 99.35% | 100% | 1.17 | 25 | 16 | Casper, WY | 2016 | NREL ATB: Commercial Solar | LBL Tracking the Sun | DNV Proprietary Data
WY | Small 2 | Solar PV | Commercial | 100 | 1508.4529 | 150845.2927 | 17.22% | 20.2% | 98% | 86% | 97.72% | 99.35% | 100% | 1.17 | 25 | 17 | Casper, WY | 2017 | NREL ATB: Commercial Solar | LBL Tracking the Sun | DNV Proprietary Data
WY | Small 2 | Solar PV | Commercial | 100 | 1510.1839 | 151018.3896 | 17.24% | 20.2% | 98% | 85.9% | 97.72% | 99.35% | 100% | 1.17 | 25 | 18 | Casper, WY | 2018 | NREL ATB: Commercial Solar | LBL Tracking the Sun | DNV Proprietary Data
WY | Small 2 | Solar PV | Commercial | 100 | 1511.9156 | 151191.5583 | 17.26% | 20.8% | 98% | 85.9% | 97.72% | 99.35% | 100% | 1.17 | 25 | 18 | Casper, WY | 2019 | NREL ATB: Commercial Solar | LBL Tracking the Sun | DNV Proprietary Data
WY | Small 2 | Solar PV | Commercial | 100 | 1514.3711 | 151437.1117 | 17.29% | 20.8% | 98% | 85.9% | 97.72% | 99.35% | 100% | 1.17 | 25 | 18 | Casper, WY | 2020 | NREL ATB: Commercial Solar | LBL Tracking the Sun | DNV Proprietary Data
WY | Small 2 | Solar PV | Commercial | 100 | 1516.9036 | 151690.3556 | 17.32% | 21% | 98% | 85.9% | 97.72% | 99.35% | 100% | 1.17 | 25 | 20 | Casper, WY | 2021 | NREL ATB: Commercial Solar | LBL Tracking the Sun | DNV Proprietary Data
WY | Small 2 | Solar PV | Commercial | 100 | 1516.9036 | 151690.3556 | 17.32% | 21% | 98% | 85.9% | 97.72% | 99.35% | 100% | 1.17 | 25 | 20 | Casper, WY | 2022 | NREL ATB: Commercial Solar | LBL Tracking the Sun | DNV Proprietary Data

## Tech Attr. 2012-2022 BES
Battery Storage Tech Attributes |  |  |  | BES Rep. Size (kW-DC) | BES Rep. Size (kWh-DC) | BES Annual Hours | BES Capacity Factor | BES RTE Efficiency | BES Year 1 Degradation (%) | BES Annual Degradation (%) | BES System Losses (%) | BES Availability (%) | BES Inverter Efficiency | BES Cell Life (yrs) | BES Inverter Life (yrs) | Representative Location | Data Year | Source | Source | Source
State | Size | Technology | Sector | Avg_kW | Avg_kWh | Annual_Hours | Capacity_Factor | Elec_Eff (Wind_Cap_Fac) | Degr_Fac1 | Degr_Fac | Loss_Fac | Avail | Inv_Eff | IntervalYr | Eq_Life | location | year | source | source | source
AK | Large 1 | Storage | Commercial | 300 | 1200 | 1460 | 16.67% | 85% | 85% | 85% | 100% | 100% | 95% | 10 | 15 | Anchorage, AK | 2012 | NREL ATB: Commercial Battery Storage | LBL Tracking the Sun | DNV Proprietary Data
AK | Large 1 | Storage | Commercial | 300 | 1200 | 1460 | 16.67% | 86% | 86% | 86% | 100% | 100% | 95% | 10 | 15 | Anchorage, AK | 2013 | NREL ATB: Commercial Battery Storage | LBL Tracking the Sun | DNV Proprietary Data
AK | Large 1 | Storage | Commercial | 300 | 1200 | 1460 | 16.67% | 86% | 86% | 86% | 100% | 100% | 96% | 10 | 15 | Anchorage, AK | 2014 | NREL ATB: Commercial Battery Storage | LBL Tracking the Sun | DNV Proprietary Data
AK | Large 1 | Storage | Commercial | 300 | 1200 | 1460 | 16.67% | 87% | 87% | 87% | 100% | 100% | 96% | 10 | 15 | Anchorage, AK | 2015 | NREL ATB: Commercial Battery Storage | LBL Tracking the Sun | DNV Proprietary Data
AK | Large 1 | Storage | Commercial | 300 | 1200 | 1460 | 16.67% | 87% | 87% | 87% | 100% | 100% | 96% | 10 | 15 | Anchorage, AK | 2016 | NREL ATB: Commercial Battery Storage | LBL Tracking the Sun | DNV Proprietary Data
AK | Large 1 | Storage | Commercial | 300 | 1200 | 1460 | 16.67% | 87% | 87% | 87% | 100% | 100% | 96.5% | 10 | 15 | Anchorage, AK | 2017 | NREL ATB: Commercial Battery Storage | LBL Tracking the Sun | DNV Proprietary Data
AK | Large 1 | Storage | Commercial | 300 | 1200 | 1460 | 16.67% | 88% | 88% | 88% | 100% | 100% | 96.5% | 10 | 15 | Anchorage, AK | 2018 | NREL ATB: Commercial Battery Storage | LBL Tracking the Sun | DNV Proprietary Data
AK | Large 1 | Storage | Commercial | 300 | 1200 | 1460 | 16.67% | 88% | 88% | 88% | 100% | 100% | 97% | 10 | 15 | Anchorage, AK | 2019 | NREL ATB: Commercial Battery Storage | LBL Tracking the Sun | DNV Proprietary Data
AK | Large 1 | Storage | Commercial | 300 | 1200 | 1460 | 16.67% | 89% | 89% | 89% | 100% | 100% | 97% | 10 | 15 | Anchorage, AK | 2020 | NREL ATB: Commercial Battery Storage | LBL Tracking the Sun | DNV Proprietary Data
AK | Large 1 | Storage | Commercial | 300 | 1200 | 1460 | 16.67% | 90% | 90% | 90% | 100% | 100% | 97.5% | 10 | 15 | Anchorage, AK | 2021 | NREL ATB: Commercial Battery Storage | LBL Tracking the Sun | DNV Proprietary Data
AK | Large 1 | Storage | Commercial | 300 | 1200 | 1460 | 16.67% | 90% | 90% | 90% | 100% | 100% | 97.5% | 10 | 15 | Anchorage, AK | 2022 | NREL ATB: Commercial Battery Storage | LBL Tracking the Sun | DNV Proprietary Data
AK | Medium | Storage | Commercial | 150 | 600 | 1460 | 16.67% | 85% | 85% | 85% | 100% | 100% | 95% | 10 | 15 | Anchorage, AK | 2012 | NREL ATB: Commercial Battery Storage | LBL Tracking the Sun | DNV Proprietary Data
AK | Medium | Storage | Commercial | 150 | 600 | 1460 | 16.67% | 86% | 86% | 86% | 100% | 100% | 95% | 10 | 15 | Anchorage, AK | 2013 | NREL ATB: Commercial Battery Storage | LBL Tracking the Sun | DNV Proprietary Data
AK | Medium | Storage | Commercial | 150 | 600 | 1460 | 16.67% | 86% | 86% | 86% | 100% | 100% | 96% | 10 | 15 | Anchorage, AK | 2014 | NREL ATB: Commercial Battery Storage | LBL Tracking the Sun | DNV Proprietary Data
AK | Medium | Storage | Commercial | 150 | 600 | 1460 | 16.67% | 87% | 87% | 87% | 100% | 100% | 96% | 10 | 15 | Anchorage, AK | 2015 | NREL ATB: Commercial Battery Storage | LBL Tracking the Sun | DNV Proprietary Data
AK | Medium | Storage | Commercial | 150 | 600 | 1460 | 16.67% | 87% | 87% | 87% | 100% | 100% | 96% | 10 | 15 | Anchorage, AK | 2016 | NREL ATB: Commercial Battery Storage | LBL Tracking the Sun | DNV Proprietary Data
AK | Medium | Storage | Commercial | 150 | 600 | 1460 | 16.67% | 87% | 87% | 87% | 100% | 100% | 96.5% | 10 | 15 | Anchorage, AK | 2017 | NREL ATB: Commercial Battery Storage | LBL Tracking the Sun | DNV Proprietary Data
AK | Medium | Storage | Commercial | 150 | 600 | 1460 | 16.67% | 88% | 88% | 88% | 100% | 100% | 96.5% | 10 | 15 | Anchorage, AK | 2018 | NREL ATB: Commercial Battery Storage | LBL Tracking the Sun | DNV Proprietary Data
AK | Medium | Storage | Commercial | 150 | 600 | 1460 | 16.67% | 88% | 88% | 88% | 100% | 100% | 97% | 10 | 15 | Anchorage, AK | 2019 | NREL ATB: Commercial Battery Storage | LBL Tracking the Sun | DNV Proprietary Data
AK | Medium | Storage | Commercial | 150 | 600 | 1460 | 16.67% | 89% | 89% | 89% | 100% | 100% | 97% | 10 | 15 | Anchorage, AK | 2020 | NREL ATB: Commercial Battery Storage | LBL Tracking the Sun | DNV Proprietary Data
AK | Medium | Storage | Commercial | 150 | 600 | 1460 | 16.67% | 90% | 90% | 90% | 100% | 100% | 97.5% | 10 | 15 | Anchorage, AK | 2021 | NREL ATB: Commercial Battery Storage | LBL Tracking the Sun | DNV Proprietary Data
AK | Medium | Storage | Commercial | 150 | 600 | 1460 | 16.67% | 90% | 90% | 90% | 100% | 100% | 97.5% | 10 | 15 | Anchorage, AK | 2022 | NREL ATB: Commercial Battery Storage | LBL Tracking the Sun | DNV Proprietary Data
AK | Small 1 | Storage | Commercial | 19.9 | 79.6 | 1460 | 16.67% | 85% | 85% | 85% | 100% | 100% | 95% | 10 | 15 | Anchorage, AK | 2012 | NREL ATB: Commercial Battery Storage | LBL Tracking the Sun | DNV Proprietary Data
AK | Small 1 | Storage | Commercial | 22 | 88 | 1460 | 16.67% | 86% | 86% | 86% | 100% | 100% | 95% | 10 | 15 | Anchorage, AK | 2013 | NREL ATB: Commercial Battery Storage | LBL Tracking the Sun | DNV Proprietary Data
AK | Small 1 | Storage | Commercial | 20.4 | 81.6 | 1460 | 16.67% | 86% | 86% | 86% | 100% | 100% | 96% | 10 | 15 | Anchorage, AK | 2014 | NREL ATB: Commercial Battery Storage | LBL Tracking the Sun | DNV Proprietary Data
AK | Small 1 | Storage | Commercial | 19.3 | 77.2 | 1460 | 16.67% | 87% | 87% | 87% | 100% | 100% | 96% | 10 | 15 | Anchorage, AK | 2015 | NREL ATB: Commercial Battery Storage | LBL Tracking the Sun | DNV Proprietary Data
AK | Small 1 | Storage | Commercial | 19.5 | 78 | 1460 | 16.67% | 87% | 87% | 87% | 100% | 100% | 96% | 10 | 15 | Anchorage, AK | 2016 | NREL ATB: Commercial Battery Storage | LBL Tracking the Sun | DNV Proprietary Data
AK | Small 1 | Storage | Commercial | 22.8 | 91.2 | 1460 | 16.67% | 87% | 87% | 87% | 100% | 100% | 96.5% | 10 | 15 | Anchorage, AK | 2017 | NREL ATB: Commercial Battery Storage | LBL Tracking the Sun | DNV Proprietary Data
AK | Small 1 | Storage | Commercial | 23.1 | 92.4 | 1460 | 16.67% | 88% | 88% | 88% | 100% | 100% | 96.5% | 10 | 15 | Anchorage, AK | 2018 | NREL ATB: Commercial Battery Storage | LBL Tracking the Sun | DNV Proprietary Data
AK | Small 1 | Storage | Commercial | 22.5 | 90 | 1460 | 16.67% | 88% | 88% | 88% | 100% | 100% | 97% | 10 | 15 | Anchorage, AK | 2019 | NREL ATB: Commercial Battery Storage | LBL Tracking the Sun | DNV Proprietary Data
AK | Small 1 | Storage | Commercial | 21.4 | 85.6 | 1460 | 16.67% | 89% | 89% | 89% | 100% | 100% | 97% | 10 | 15 | Anchorage, AK | 2020 | NREL ATB: Commercial Battery Storage | LBL Tracking the Sun | DNV Proprietary Data
AK | Small 1 | Storage | Commercial | 19.2 | 76.8 | 1460 | 16.67% | 90% | 90% | 90% | 100% | 100% | 97.5% | 10 | 15 | Anchorage, AK | 2021 | NREL ATB: Commercial Battery Storage | LBL Tracking the Sun | DNV Proprietary Data
AK | Small 1 | Storage | Commercial | 20 | 80 | 1460 | 16.67% | 90% | 90% | 90% | 100% | 100% | 97.5% | 10 | 15 | Anchorage, AK | 2022 | NREL ATB: Commercial Battery Storage | LBL Tracking the Sun | DNV Proprietary Data
AK | Small 2 | Storage | Commercial | 60 | 240 | 1460 | 16.67% | 85% | 85% | 85% | 100% | 100% | 95% | 10 | 15 | Anchorage, AK | 2012 | NREL ATB: Commercial Battery Storage | LBL Tracking the Sun | DNV Proprietary Data
AK | Small 2 | Storage | Commercial | 60 | 240 | 1460 | 16.67% | 86% | 86% | 86% | 100% | 100% | 95% | 10 | 15 | Anchorage, AK | 2013 | NREL ATB: Commercial Battery Storage | LBL Tracking the Sun | DNV Proprietary Data
AK | Small 2 | Storage | Commercial | 60 | 240 | 1460 | 16.67% | 86% | 86% | 86% | 100% | 100% | 96% | 10 | 15 | Anchorage, AK | 2014 | NREL ATB: Commercial Battery Storage | LBL Tracking the Sun | DNV Proprietary Data
AK | Small 2 | Storage | Commercial | 60 | 240 | 1460 | 16.67% | 87% | 87% | 87% | 100% | 100% | 96% | 10 | 15 | Anchorage, AK | 2015 | NREL ATB: Commercial Battery Storage | LBL Tracking the Sun | DNV Proprietary Data
AK | Small 2 | Storage | Commercial | 60 | 240 | 1460 | 16.67% | 87% | 87% | 87% | 100% | 100% | 96% | 10 | 15 | Anchorage, AK | 2016 | NREL ATB: Commercial Battery Storage | LBL Tracking the Sun | DNV Proprietary Data
AK | Small 2 | Storage | Commercial | 60 | 240 | 1460 | 16.67% | 87% | 87% | 87% | 100% | 100% | 96.5% | 10 | 15 | Anchorage, AK | 2017 | NREL ATB: Commercial Battery Storage | LBL Tracking the Sun | DNV Proprietary Data
AK | Small 2 | Storage | Commercial | 60 | 240 | 1460 | 16.67% | 88% | 88% | 88% | 100% | 100% | 96.5% | 10 | 15 | Anchorage, AK | 2018 | NREL ATB: Commercial Battery Storage | LBL Tracking the Sun | DNV Proprietary Data
AK | Small 2 | Storage | Commercial | 60 | 240 | 1460 | 16.67% | 88% | 88% | 88% | 100% | 100% | 97% | 10 | 15 | Anchorage, AK | 2019 | NREL ATB: Commercial Battery Storage | LBL Tracking the Sun | DNV Proprietary Data
AK | Small 2 | Storage | Commercial | 60 | 240 | 1460 | 16.67% | 89% | 89% | 89% | 100% | 100% | 97% | 10 | 15 | Anchorage, AK | 2020 | NREL ATB: Commercial Battery Storage | LBL Tracking the Sun | DNV Proprietary Data
AK | Small 2 | Storage | Commercial | 60 | 240 | 1460 | 16.67% | 90% | 90% | 90% | 100% | 100% | 97.5% | 10 | 15 | Anchorage, AK | 2021 | NREL ATB: Commercial Battery Storage | LBL Tracking the Sun | DNV Proprietary Data
AK | Small 2 | Storage | Commercial | 60 | 240 | 1460 | 16.67% | 90% | 90% | 90% | 100% | 100% | 97.5% | 10 | 15 | Anchorage, AK | 2022 | NREL ATB: Commercial Battery Storage | LBL Tracking the Sun | DNV Proprietary Data
AL | Large 1 | Storage | Commercial | 300 | 1200 | 1460 | 16.67% | 85% | 85% | 85% | 100% | 100% | 95% | 10 | 15 | Birmingham, AL | 2012 | NREL ATB: Commercial Battery Storage | LBL Tracking the Sun | DNV Proprietary Data
AL | Large 1 | Storage | Commercial | 300 | 1200 | 1460 | 16.67% | 86% | 86% | 86% | 100% | 100% | 95% | 10 | 15 | Birmingham, AL | 2013 | NREL ATB: Commercial Battery Storage | LBL Tracking the Sun | DNV Proprietary Data
AL | Large 1 | Storage | Commercial | 300 | 1200 | 1460 | 16.67% | 86% | 86% | 86% | 100% | 100% | 96% | 10 | 15 | Birmingham, AL | 2014 | NREL ATB: Commercial Battery Storage | LBL Tracking the Sun | DNV Proprietary Data
AL | Large 1 | Storage | Commercial | 300 | 1200 | 1460 | 16.67% | 87% | 87% | 87% | 100% | 100% | 96% | 10 | 15 | Birmingham, AL | 2015 | NREL ATB: Commercial Battery Storage | LBL Tracking the Sun | DNV Proprietary Data
AL | Large 1 | Storage | Commercial | 300 | 1200 | 1460 | 16.67% | 87% | 87% | 87% | 100% | 100% | 96% | 10 | 15 | Birmingham, AL | 2016 | NREL ATB: Commercial Battery Storage | LBL Tracking the Sun | DNV Proprietary Data
AL | Large 1 | Storage | Commercial | 300 | 1200 | 1460 | 16.67% | 87% | 87% | 87% | 100% | 100% | 96.5% | 10 | 15 | Birmingham, AL | 2017 | NREL ATB: Commercial Battery Storage | LBL Tracking the Sun | DNV Proprietary Data
AL | Large 1 | Storage | Commercial | 300 | 1200 | 1460 | 16.67% | 88% | 88% | 88% | 100% | 100% | 96.5% | 10 | 15 | Birmingham, AL | 2018 | NREL ATB: Commercial Battery Storage | LBL Tracking the Sun | DNV Proprietary Data
AL | Large 1 | Storage | Commercial | 300 | 1200 | 1460 | 16.67% | 88% | 88% | 88% | 100% | 100% | 97% | 10 | 15 | Birmingham, AL | 2019 | NREL ATB: Commercial Battery Storage | LBL Tracking the Sun | DNV Proprietary Data
AL | Large 1 | Storage | Commercial | 300 | 1200 | 1460 | 16.67% | 89% | 89% | 89% | 100% | 100% | 97% | 10 | 15 | Birmingham, AL | 2020 | NREL ATB: Commercial Battery Storage | LBL Tracking the Sun | DNV Proprietary Data
AL | Large 1 | Storage | Commercial | 300 | 1200 | 1460 | 16.67% | 90% | 90% | 90% | 100% | 100% | 97.5% | 10 | 15 | Birmingham, AL | 2021 | NREL ATB: Commercial Battery Storage | LBL Tracking the Sun | DNV Proprietary Data
AL | Large 1 | Storage | Commercial | 300 | 1200 | 1460 | 16.67% | 90% | 90% | 90% | 100% | 100% | 97.5% | 10 | 15 | Birmingham, AL | 2022 | NREL ATB: Commercial Battery Storage | LBL Tracking the Sun | DNV Proprietary Data
AL | Medium | Storage | Commercial | 150 | 600 | 1460 | 16.67% | 85% | 85% | 85% | 100% | 100% | 95% | 10 | 15 | Birmingham, AL | 2012 | NREL ATB: Commercial Battery Storage | LBL Tracking the Sun | DNV Proprietary Data
AL | Medium | Storage | Commercial | 150 | 600 | 1460 | 16.67% | 86% | 86% | 86% | 100% | 100% | 95% | 10 | 15 | Birmingham, AL | 2013 | NREL ATB: Commercial Battery Storage | LBL Tracking the Sun | DNV Proprietary Data
AL | Medium | Storage | Commercial | 150 | 600 | 1460 | 16.67% | 86% | 86% | 86% | 100% | 100% | 96% | 10 | 15 | Birmingham, AL | 2014 | NREL ATB: Commercial Battery Storage | LBL Tracking the Sun | DNV Proprietary Data
AL | Medium | Storage | Commercial | 150 | 600 | 1460 | 16.67% | 87% | 87% | 87% | 100% | 100% | 96% | 10 | 15 | Birmingham, AL | 2015 | NREL ATB: Commercial Battery Storage | LBL Tracking the Sun | DNV Proprietary Data
AL | Medium | Storage | Commercial | 150 | 600 | 1460 | 16.67% | 87% | 87% | 87% | 100% | 100% | 96% | 10 | 15 | Birmingham, AL | 2016 | NREL ATB: Commercial Battery Storage | LBL Tracking the Sun | DNV Proprietary Data
AL | Medium | Storage | Commercial | 150 | 600 | 1460 | 16.67% | 87% | 87% | 87% | 100% | 100% | 96.5% | 10 | 15 | Birmingham, AL | 2017 | NREL ATB: Commercial Battery Storage | LBL Tracking the Sun | DNV Proprietary Data
AL | Medium | Storage | Commercial | 150 | 600 | 1460 | 16.67% | 88% | 88% | 88% | 100% | 100% | 96.5% | 10 | 15 | Birmingham, AL | 2018 | NREL ATB: Commercial Battery Storage | LBL Tracking the Sun | DNV Proprietary Data
AL | Medium | Storage | Commercial | 150 | 600 | 1460 | 16.67% | 88% | 88% | 88% | 100% | 100% | 97% | 10 | 15 | Birmingham, AL | 2019 | NREL ATB: Commercial Battery Storage | LBL Tracking the Sun | DNV Proprietary Data
AL | Medium | Storage | Commercial | 150 | 600 | 1460 | 16.67% | 89% | 89% | 89% | 100% | 100% | 97% | 10 | 15 | Birmingham, AL | 2020 | NREL ATB: Commercial Battery Storage | LBL Tracking the Sun | DNV Proprietary Data
AL | Medium | Storage | Commercial | 150 | 600 | 1460 | 16.67% | 90% | 90% | 90% | 100% | 100% | 97.5% | 10 | 15 | Birmingham, AL | 2021 | NREL ATB: Commercial Battery Storage | LBL Tracking the Sun | DNV Proprietary Data
AL | Medium | Storage | Commercial | 150 | 600 | 1460 | 16.67% | 90% | 90% | 90% | 100% | 100% | 97.5% | 10 | 15 | Birmingham, AL | 2022 | NREL ATB: Commercial Battery Storage | LBL Tracking the Sun | DNV Proprietary Data
AL | Small 1 | Storage | Commercial | 19.9 | 79.6 | 1460 | 16.67% | 85% | 85% | 85% | 100% | 100% | 95% | 10 | 15 | Birmingham, AL | 2012 | NREL ATB: Commercial Battery Storage | LBL Tracking the Sun | DNV Proprietary Data
AL | Small 1 | Storage | Commercial | 22 | 88 | 1460 | 16.67% | 86% | 86% | 86% | 100% | 100% | 95% | 10 | 15 | Birmingham, AL | 2013 | NREL ATB: Commercial Battery Storage | LBL Tracking the Sun | DNV Proprietary Data
AL | Small 1 | Storage | Commercial | 20.4 | 81.6 | 1460 | 16.67% | 86% | 86% | 86% | 100% | 100% | 96% | 10 | 15 | Birmingham, AL | 2014 | NREL ATB: Commercial Battery Storage | LBL Tracking the Sun | DNV Proprietary Data
AL | Small 1 | Storage | Commercial | 19.3 | 77.2 | 1460 | 16.67% | 87% | 87% | 87% | 100% | 100% | 96% | 10 | 15 | Birmingham, AL | 2015 | NREL ATB: Commercial Battery Storage | LBL Tracking the Sun | DNV Proprietary Data
AL | Small 1 | Storage | Commercial | 19.5 | 78 | 1460 | 16.67% | 87% | 87% | 87% | 100% | 100% | 96% | 10 | 15 | Birmingham, AL | 2016 | NREL ATB: Commercial Battery Storage | LBL Tracking the Sun | DNV Proprietary Data
AL | Small 1 | Storage | Commercial | 22.8 | 91.2 | 1460 | 16.67% | 87% | 87% | 87% | 100% | 100% | 96.5% | 10 | 15 | Birmingham, AL | 2017 | NREL ATB: Commercial Battery Storage | LBL Tracking the Sun | DNV Proprietary Data
AL | Small 1 | Storage | Commercial | 23.1 | 92.4 | 1460 | 16.67% | 88% | 88% | 88% | 100% | 100% | 96.5% | 10 | 15 | Birmingham, AL | 2018 | NREL ATB: Commercial Battery Storage | LBL Tracking the Sun | DNV Proprietary Data
AL | Small 1 | Storage | Commercial | 22.5 | 90 | 1460 | 16.67% | 88% | 88% | 88% | 100% | 100% | 97% | 10 | 15 | Birmingham, AL | 2019 | NREL ATB: Commercial Battery Storage | LBL Tracking the Sun | DNV Proprietary Data
AL | Small 1 | Storage | Commercial | 21.4 | 85.6 | 1460 | 16.67% | 89% | 89% | 89% | 100% | 100% | 97% | 10 | 15 | Birmingham, AL | 2020 | NREL ATB: Commercial Battery Storage | LBL Tracking the Sun | DNV Proprietary Data
AL | Small 1 | Storage | Commercial | 19.2 | 76.8 | 1460 | 16.67% | 90% | 90% | 90% | 100% | 100% | 97.5% | 10 | 15 | Birmingham, AL | 2021 | NREL ATB: Commercial Battery Storage | LBL Tracking the Sun | DNV Proprietary Data
AL | Small 1 | Storage | Commercial | 20 | 80 | 1460 | 16.67% | 90% | 90% | 90% | 100% | 100% | 97.5% | 10 | 15 | Birmingham, AL | 2022 | NREL ATB: Commercial Battery Storage | LBL Tracking the Sun | DNV Proprietary Data
AL | Small 2 | Storage | Commercial | 60 | 240 | 1460 | 16.67% | 85% | 85% | 85% | 100% | 100% | 95% | 10 | 15 | Birmingham, AL | 2012 | NREL ATB: Commercial Battery Storage | LBL Tracking the Sun | DNV Proprietary Data
AL | Small 2 | Storage | Commercial | 60 | 240 | 1460 | 16.67% | 86% | 86% | 86% | 100% | 100% | 95% | 10 | 15 | Birmingham, AL | 2013 | NREL ATB: Commercial Battery Storage | LBL Tracking the Sun | DNV Proprietary Data
AL | Small 2 | Storage | Commercial | 60 | 240 | 1460 | 16.67% | 86% | 86% | 86% | 100% | 100% | 96% | 10 | 15 | Birmingham, AL | 2014 | NREL ATB: Commercial Battery Storage | LBL Tracking the Sun | DNV Proprietary Data
AL | Small 2 | Storage | Commercial | 60 | 240 | 1460 | 16.67% | 87% | 87% | 87% | 100% | 100% | 96% | 10 | 15 | Birmingham, AL | 2015 | NREL ATB: Commercial Battery Storage | LBL Tracking the Sun | DNV Proprietary Data
AL | Small 2 | Storage | Commercial | 60 | 240 | 1460 | 16.67% | 87% | 87% | 87% | 100% | 100% | 96% | 10 | 15 | Birmingham, AL | 2016 | NREL ATB: Commercial Battery Storage | LBL Tracking the Sun | DNV Proprietary Data
AL | Small 2 | Storage | Commercial | 60 | 240 | 1460 | 16.67% | 87% | 87% | 87% | 100% | 100% | 96.5% | 10 | 15 | Birmingham, AL | 2017 | NREL ATB: Commercial Battery Storage | LBL Tracking the Sun | DNV Proprietary Data
AL | Small 2 | Storage | Commercial | 60 | 240 | 1460 | 16.67% | 88% | 88% | 88% | 100% | 100% | 96.5% | 10 | 15 | Birmingham, AL | 2018 | NREL ATB: Commercial Battery Storage | LBL Tracking the Sun | DNV Proprietary Data
AL | Small 2 | Storage | Commercial | 60 | 240 | 1460 | 16.67% | 88% | 88% | 88% | 100% | 100% | 97% | 10 | 15 | Birmingham, AL | 2019 | NREL ATB: Commercial Battery Storage | LBL Tracking the Sun | DNV Proprietary Data
AL | Small 2 | Storage | Commercial | 60 | 240 | 1460 | 16.67% | 89% | 89% | 89% | 100% | 100% | 97% | 10 | 15 | Birmingham, AL | 2020 | NREL ATB: Commercial Battery Storage | LBL Tracking the Sun | DNV Proprietary Data
AL | Small 2 | Storage | Commercial | 60 | 240 | 1460 | 16.67% | 90% | 90% | 90% | 100% | 100% | 97.5% | 10 | 15 | Birmingham, AL | 2021 | NREL ATB: Commercial Battery Storage | LBL Tracking the Sun | DNV Proprietary Data
AL | Small 2 | Storage | Commercial | 60 | 240 | 1460 | 16.67% | 90% | 90% | 90% | 100% | 100% | 97.5% | 10 | 15 | Birmingham, AL | 2022 | NREL ATB: Commercial Battery Storage | LBL Tracking the Sun | DNV Proprietary Data
AR | Large 1 | Storage | Commercial | 300 | 1200 | 1460 | 16.67% | 85% | 85% | 85% | 100% | 100% | 95% | 10 | 15 | Little Rock, AR | 2012 | NREL ATB: Commercial Battery Storage | LBL Tracking the Sun | DNV Proprietary Data
AR | Large 1 | Storage | Commercial | 300 | 1200 | 1460 | 16.67% | 86% | 86% | 86% | 100% | 100% | 95% | 10 | 15 | Little Rock, AR | 2013 | NREL ATB: Commercial Battery Storage | LBL Tracking the Sun | DNV Proprietary Data
AR | Large 1 | Storage | Commercial | 300 | 1200 | 1460 | 16.67% | 86% | 86% | 86% | 100% | 100% | 96% | 10 | 15 | Little Rock, AR | 2014 | NREL ATB: Commercial Battery Storage | LBL Tracking the Sun | DNV Proprietary Data
AR | Large 1 | Storage | Commercial | 300 | 1200 | 1460 | 16.67% | 87% | 87% | 87% | 100% | 100% | 96% | 10 | 15 | Little Rock, AR | 2015 | NREL ATB: Commercial Battery Storage | LBL Tracking the Sun | DNV Proprietary Data
AR | Large 1 | Storage | Commercial | 300 | 1200 | 1460 | 16.67% | 87% | 87% | 87% | 100% | 100% | 96% | 10 | 15 | Little Rock, AR | 2016 | NREL ATB: Commercial Battery Storage | LBL Tracking the Sun | DNV Proprietary Data
AR | Large 1 | Storage | Commercial | 300 | 1200 | 1460 | 16.67% | 87% | 87% | 87% | 100% | 100% | 96.5% | 10 | 15 | Little Rock, AR | 2017 | NREL ATB: Commercial Battery Storage | LBL Tracking the Sun | DNV Proprietary Data
AR | Large 1 | Storage | Commercial | 300 | 1200 | 1460 | 16.67% | 88% | 88% | 88% | 100% | 100% | 96.5% | 10 | 15 | Little Rock, AR | 2018 | NREL ATB: Commercial Battery Storage | LBL Tracking the Sun | DNV Proprietary Data
AR | Large 1 | Storage | Commercial | 300 | 1200 | 1460 | 16.67% | 88% | 88% | 88% | 100% | 100% | 97% | 10 | 15 | Little Rock, AR | 2019 | NREL ATB: Commercial Battery Storage | LBL Tracking the Sun | DNV Proprietary Data
AR | Large 1 | Storage | Commercial | 300 | 1200 | 1460 | 16.67% | 89% | 89% | 89% | 100% | 100% | 97% | 10 | 15 | Little Rock, AR | 2020 | NREL ATB: Commercial Battery Storage | LBL Tracking the Sun | DNV Proprietary Data
AR | Large 1 | Storage | Commercial | 300 | 1200 | 1460 | 16.67% | 90% | 90% | 90% | 100% | 100% | 97.5% | 10 | 15 | Little Rock, AR | 2021 | NREL ATB: Commercial Battery Storage | LBL Tracking the Sun | DNV Proprietary Data
AR | Large 1 | Storage | Commercial | 300 | 1200 | 1460 | 16.67% | 90% | 90% | 90% | 100% | 100% | 97.5% | 10 | 15 | Little Rock, AR | 2022 | NREL ATB: Commercial Battery Storage | LBL Tracking the Sun | DNV Proprietary Data
AR | Medium | Storage | Commercial | 150 | 600 | 1460 | 16.67% | 85% | 85% | 85% | 100% | 100% | 95% | 10 | 15 | Little Rock, AR | 2012 | NREL ATB: Commercial Battery Storage | LBL Tracking the Sun | DNV Proprietary Data
AR | Medium | Storage | Commercial | 150 | 600 | 1460 | 16.67% | 86% | 86% | 86% | 100% | 100% | 95% | 10 | 15 | Little Rock, AR | 2013 | NREL ATB: Commercial Battery Storage | LBL Tracking the Sun | DNV Proprietary Data
AR | Medium | Storage | Commercial | 150 | 600 | 1460 | 16.67% | 86% | 86% | 86% | 100% | 100% | 96% | 10 | 15 | Little Rock, AR | 2014 | NREL ATB: Commercial Battery Storage | LBL Tracking the Sun | DNV Proprietary Data
AR | Medium | Storage | Commercial | 150 | 600 | 1460 | 16.67% | 87% | 87% | 87% | 100% | 100% | 96% | 10 | 15 | Little Rock, AR | 2015 | NREL ATB: Commercial Battery Storage | LBL Tracking the Sun | DNV Proprietary Data
AR | Medium | Storage | Commercial | 150 | 600 | 1460 | 16.67% | 87% | 87% | 87% | 100% | 100% | 96% | 10 | 15 | Little Rock, AR | 2016 | NREL ATB: Commercial Battery Storage | LBL Tracking the Sun | DNV Proprietary Data
AR | Medium | Storage | Commercial | 150 | 600 | 1460 | 16.67% | 87% | 87% | 87% | 100% | 100% | 96.5% | 10 | 15 | Little Rock, AR | 2017 | NREL ATB: Commercial Battery Storage | LBL Tracking the Sun | DNV Proprietary Data
AR | Medium | Storage | Commercial | 150 | 600 | 1460 | 16.67% | 88% | 88% | 88% | 100% | 100% | 96.5% | 10 | 15 | Little Rock, AR | 2018 | NREL ATB: Commercial Battery Storage | LBL Tracking the Sun | DNV Proprietary Data
AR | Medium | Storage | Commercial | 150 | 600 | 1460 | 16.67% | 88% | 88% | 88% | 100% | 100% | 97% | 10 | 15 | Little Rock, AR | 2019 | NREL ATB: Commercial Battery Storage | LBL Tracking the Sun | DNV Proprietary Data
AR | Medium | Storage | Commercial | 150 | 600 | 1460 | 16.67% | 89% | 89% | 89% | 100% | 100% | 97% | 10 | 15 | Little Rock, AR | 2020 | NREL ATB: Commercial Battery Storage | LBL Tracking the Sun | DNV Proprietary Data
AR | Medium | Storage | Commercial | 150 | 600 | 1460 | 16.67% | 90% | 90% | 90% | 100% | 100% | 97.5% | 10 | 15 | Little Rock, AR | 2021 | NREL ATB: Commercial Battery Storage | LBL Tracking the Sun | DNV Proprietary Data
AR | Medium | Storage | Commercial | 150 | 600 | 1460 | 16.67% | 90% | 90% | 90% | 100% | 100% | 97.5% | 10 | 15 | Little Rock, AR | 2022 | NREL ATB: Commercial Battery Storage | LBL Tracking the Sun | DNV Proprietary Data
AR | Small 1 | Storage | Commercial | 19.9 | 79.6 | 1460 | 16.67% | 85% | 85% | 85% | 100% | 100% | 95% | 10 | 15 | Little Rock, AR | 2012 | NREL ATB: Commercial Battery Storage | LBL Tracking the Sun | DNV Proprietary Data
AR | Small 1 | Storage | Commercial | 22 | 88 | 1460 | 16.67% | 86% | 86% | 86% | 100% | 100% | 95% | 10 | 15 | Little Rock, AR | 2013 | NREL ATB: Commercial Battery Storage | LBL Tracking the Sun | DNV Proprietary Data
AR | Small 1 | Storage | Commercial | 20.4 | 81.6 | 1460 | 16.67% | 86% | 86% | 86% | 100% | 100% | 96% | 10 | 15 | Little Rock, AR | 2014 | NREL ATB: Commercial Battery Storage | LBL Tracking the Sun | DNV Proprietary Data
AR | Small 1 | Storage | Commercial | 19.3 | 77.2 | 1460 | 16.67% | 87% | 87% | 87% | 100% | 100% | 96% | 10 | 15 | Little Rock, AR | 2015 | NREL ATB: Commercial Battery Storage | LBL Tracking the Sun | DNV Proprietary Data
AR | Small 1 | Storage | Commercial | 19.5 | 78 | 1460 | 16.67% | 87% | 87% | 87% | 100% | 100% | 96% | 10 | 15 | Little Rock, AR | 2016 | NREL ATB: Commercial Battery Storage | LBL Tracking the Sun | DNV Proprietary Data
AR | Small 1 | Storage | Commercial | 22.8 | 91.2 | 1460 | 16.67% | 87% | 87% | 87% | 100% | 100% | 96.5% | 10 | 15 | Little Rock, AR | 2017 | NREL ATB: Commercial Battery Storage | LBL Tracking the Sun | DNV Proprietary Data
AR | Small 1 | Storage | Commercial | 23.1 | 92.4 | 1460 | 16.67% | 88% | 88% | 88% | 100% | 100% | 96.5% | 10 | 15 | Little Rock, AR | 2018 | NREL ATB: Commercial Battery Storage | LBL Tracking the Sun | DNV Proprietary Data
AR | Small 1 | Storage | Commercial | 22.5 | 90 | 1460 | 16.67% | 88% | 88% | 88% | 100% | 100% | 97% | 10 | 15 | Little Rock, AR | 2019 | NREL ATB: Commercial Battery Storage | LBL Tracking the Sun | DNV Proprietary Data
AR | Small 1 | Storage | Commercial | 21.4 | 85.6 | 1460 | 16.67% | 89% | 89% | 89% | 100% | 100% | 97% | 10 | 15 | Little Rock, AR | 2020 | NREL ATB: Commercial Battery Storage | LBL Tracking the Sun | DNV Proprietary Data
AR | Small 1 | Storage | Commercial | 19.2 | 76.8 | 1460 | 16.67% | 90% | 90% | 90% | 100% | 100% | 97.5% | 10 | 15 | Little Rock, AR | 2021 | NREL ATB: Commercial Battery Storage | LBL Tracking the Sun | DNV Proprietary Data
AR | Small 1 | Storage | Commercial | 20 | 80 | 1460 | 16.67% | 90% | 90% | 90% | 100% | 100% | 97.5% | 10 | 15 | Little Rock, AR | 2022 | NREL ATB: Commercial Battery Storage | LBL Tracking the Sun | DNV Proprietary Data
AR | Small 2 | Storage | Commercial | 60 | 240 | 1460 | 16.67% | 85% | 85% | 85% | 100% | 100% | 95% | 10 | 15 | Little Rock, AR | 2012 | NREL ATB: Commercial Battery Storage | LBL Tracking the Sun | DNV Proprietary Data
AR | Small 2 | Storage | Commercial | 60 | 240 | 1460 | 16.67% | 86% | 86% | 86% | 100% | 100% | 95% | 10 | 15 | Little Rock, AR | 2013 | NREL ATB: Commercial Battery Storage | LBL Tracking the Sun | DNV Proprietary Data
AR | Small 2 | Storage | Commercial | 60 | 240 | 1460 | 16.67% | 86% | 86% | 86% | 100% | 100% | 96% | 10 | 15 | Little Rock, AR | 2014 | NREL ATB: Commercial Battery Storage | LBL Tracking the Sun | DNV Proprietary Data
AR | Small 2 | Storage | Commercial | 60 | 240 | 1460 | 16.67% | 87% | 87% | 87% | 100% | 100% | 96% | 10 | 15 | Little Rock, AR | 2015 | NREL ATB: Commercial Battery Storage | LBL Tracking the Sun | DNV Proprietary Data
AR | Small 2 | Storage | Commercial | 60 | 240 | 1460 | 16.67% | 87% | 87% | 87% | 100% | 100% | 96% | 10 | 15 | Little Rock, AR | 2016 | NREL ATB: Commercial Battery Storage | LBL Tracking the Sun | DNV Proprietary Data
AR | Small 2 | Storage | Commercial | 60 | 240 | 1460 | 16.67% | 87% | 87% | 87% | 100% | 100% | 96.5% | 10 | 15 | Little Rock, AR | 2017 | NREL ATB: Commercial Battery Storage | LBL Tracking the Sun | DNV Proprietary Data
AR | Small 2 | Storage | Commercial | 60 | 240 | 1460 | 16.67% | 88% | 88% | 88% | 100% | 100% | 96.5% | 10 | 15 | Little Rock, AR | 2018 | NREL ATB: Commercial Battery Storage | LBL Tracking the Sun | DNV Proprietary Data
AR | Small 2 | Storage | Commercial | 60 | 240 | 1460 | 16.67% | 88% | 88% | 88% | 100% | 100% | 97% | 10 | 15 | Little Rock, AR | 2019 | NREL ATB: Commercial Battery Storage | LBL Tracking the Sun | DNV Proprietary Data
AR | Small 2 | Storage | Commercial | 60 | 240 | 1460 | 16.67% | 89% | 89% | 89% | 100% | 100% | 97% | 10 | 15 | Little Rock, AR | 2020 | NREL ATB: Commercial Battery Storage | LBL Tracking the Sun | DNV Proprietary Data
AR | Small 2 | Storage | Commercial | 60 | 240 | 1460 | 16.67% | 90% | 90% | 90% | 100% | 100% | 97.5% | 10 | 15 | Little Rock, AR | 2021 | NREL ATB: Commercial Battery Storage | LBL Tracking the Sun | DNV Proprietary Data
AR | Small 2 | Storage | Commercial | 60 | 240 | 1460 | 16.67% | 90% | 90% | 90% | 100% | 100% | 97.5% | 10 | 15 | Little Rock, AR | 2022 | NREL ATB: Commercial Battery Storage | LBL Tracking the Sun | DNV Proprietary Data
AZ | Large 1 | Storage | Commercial | 300 | 1200 | 1460 | 16.67% | 85% | 85% | 85% | 100% | 100% | 95% | 10 | 15 | Phoenix, AZ | 2012 | NREL ATB: Commercial Battery Storage | LBL Tracking the Sun | DNV Proprietary Data
AZ | Large 1 | Storage | Commercial | 300 | 1200 | 1460 | 16.67% | 86% | 86% | 86% | 100% | 100% | 95% | 10 | 15 | Phoenix, AZ | 2013 | NREL ATB: Commercial Battery Storage | LBL Tracking the Sun | DNV Proprietary Data
AZ | Large 1 | Storage | Commercial | 300 | 1200 | 1460 | 16.67% | 86% | 86% | 86% | 100% | 100% | 96% | 10 | 15 | Phoenix, AZ | 2014 | NREL ATB: Commercial Battery Storage | LBL Tracking the Sun | DNV Proprietary Data
AZ | Large 1 | Storage | Commercial | 300 | 1200 | 1460 | 16.67% | 87% | 87% | 87% | 100% | 100% | 96% | 10 | 15 | Phoenix, AZ | 2015 | NREL ATB: Commercial Battery Storage | LBL Tracking the Sun | DNV Proprietary Data
AZ | Large 1 | Storage | Commercial | 300 | 1200 | 1460 | 16.67% | 87% | 87% | 87% | 100% | 100% | 96% | 10 | 15 | Phoenix, AZ | 2016 | NREL ATB: Commercial Battery Storage | LBL Tracking the Sun | DNV Proprietary Data
AZ | Large 1 | Storage | Commercial | 300 | 1200 | 1460 | 16.67% | 87% | 87% | 87% | 100% | 100% | 96.5% | 10 | 15 | Phoenix, AZ | 2017 | NREL ATB: Commercial Battery Storage | LBL Tracking the Sun | DNV Proprietary Data
AZ | Large 1 | Storage | Commercial | 300 | 1200 | 1460 | 16.67% | 88% | 88% | 88% | 100% | 100% | 96.5% | 10 | 15 | Phoenix, AZ | 2018 | NREL ATB: Commercial Battery Storage | LBL Tracking the Sun | DNV Proprietary Data
AZ | Large 1 | Storage | Commercial | 300 | 1200 | 1460 | 16.67% | 88% | 88% | 88% | 100% | 100% | 97% | 10 | 15 | Phoenix, AZ | 2019 | NREL ATB: Commercial Battery Storage | LBL Tracking the Sun | DNV Proprietary Data
AZ | Large 1 | Storage | Commercial | 300 | 1200 | 1460 | 16.67% | 89% | 89% | 89% | 100% | 100% | 97% | 10 | 15 | Phoenix, AZ | 2020 | NREL ATB: Commercial Battery Storage | LBL Tracking the Sun | DNV Proprietary Data
AZ | Large 1 | Storage | Commercial | 300 | 1200 | 1460 | 16.67% | 90% | 90% | 90% | 100% | 100% | 97.5% | 10 | 15 | Phoenix, AZ | 2021 | NREL ATB: Commercial Battery Storage | LBL Tracking the Sun | DNV Proprietary Data
AZ | Large 1 | Storage | Commercial | 300 | 1200 | 1460 | 16.67% | 90% | 90% | 90% | 100% | 100% | 97.5% | 10 | 15 | Phoenix, AZ | 2022 | NREL ATB: Commercial Battery Storage | LBL Tracking the Sun | DNV Proprietary Data
AZ | Medium | Storage | Commercial | 150 | 600 | 1460 | 16.67% | 85% | 85% | 85% | 100% | 100% | 95% | 10 | 15 | Phoenix, AZ | 2012 | NREL ATB: Commercial Battery Storage | LBL Tracking the Sun | DNV Proprietary Data
AZ | Medium | Storage | Commercial | 150 | 600 | 1460 | 16.67% | 86% | 86% | 86% | 100% | 100% | 95% | 10 | 15 | Phoenix, AZ | 2013 | NREL ATB: Commercial Battery Storage | LBL Tracking the Sun | DNV Proprietary Data
AZ | Medium | Storage | Commercial | 150 | 600 | 1460 | 16.67% | 86% | 86% | 86% | 100% | 100% | 96% | 10 | 15 | Phoenix, AZ | 2014 | NREL ATB: Commercial Battery Storage | LBL Tracking the Sun | DNV Proprietary Data
AZ | Medium | Storage | Commercial | 150 | 600 | 1460 | 16.67% | 87% | 87% | 87% | 100% | 100% | 96% | 10 | 15 | Phoenix, AZ | 2015 | NREL ATB: Commercial Battery Storage | LBL Tracking the Sun | DNV Proprietary Data
AZ | Medium | Storage | Commercial | 150 | 600 | 1460 | 16.67% | 87% | 87% | 87% | 100% | 100% | 96% | 10 | 15 | Phoenix, AZ | 2016 | NREL ATB: Commercial Battery Storage | LBL Tracking the Sun | DNV Proprietary Data
AZ | Medium | Storage | Commercial | 150 | 600 | 1460 | 16.67% | 87% | 87% | 87% | 100% | 100% | 96.5% | 10 | 15 | Phoenix, AZ | 2017 | NREL ATB: Commercial Battery Storage | LBL Tracking the Sun | DNV Proprietary Data
AZ | Medium | Storage | Commercial | 150 | 600 | 1460 | 16.67% | 88% | 88% | 88% | 100% | 100% | 96.5% | 10 | 15 | Phoenix, AZ | 2018 | NREL ATB: Commercial Battery Storage | LBL Tracking the Sun | DNV Proprietary Data
AZ | Medium | Storage | Commercial | 150 | 600 | 1460 | 16.67% | 88% | 88% | 88% | 100% | 100% | 97% | 10 | 15 | Phoenix, AZ | 2019 | NREL ATB: Commercial Battery Storage | LBL Tracking the Sun | DNV Proprietary Data
AZ | Medium | Storage | Commercial | 150 | 600 | 1460 | 16.67% | 89% | 89% | 89% | 100% | 100% | 97% | 10 | 15 | Phoenix, AZ | 2020 | NREL ATB: Commercial Battery Storage | LBL Tracking the Sun | DNV Proprietary Data
AZ | Medium | Storage | Commercial | 150 | 600 | 1460 | 16.67% | 90% | 90% | 90% | 100% | 100% | 97.5% | 10 | 15 | Phoenix, AZ | 2021 | NREL ATB: Commercial Battery Storage | LBL Tracking the Sun | DNV Proprietary Data
AZ | Medium | Storage | Commercial | 150 | 600 | 1460 | 16.67% | 90% | 90% | 90% | 100% | 100% | 97.5% | 10 | 15 | Phoenix, AZ | 2022 | NREL ATB: Commercial Battery Storage | LBL Tracking the Sun | DNV Proprietary Data
AZ | Small 1 | Storage | Commercial | 19.9 | 79.6 | 1460 | 16.67% | 85% | 85% | 85% | 100% | 100% | 95% | 10 | 15 | Phoenix, AZ | 2012 | NREL ATB: Commercial Battery Storage | LBL Tracking the Sun | DNV Proprietary Data
AZ | Small 1 | Storage | Commercial | 22 | 88 | 1460 | 16.67% | 86% | 86% | 86% | 100% | 100% | 95% | 10 | 15 | Phoenix, AZ | 2013 | NREL ATB: Commercial Battery Storage | LBL Tracking the Sun | DNV Proprietary Data
AZ | Small 1 | Storage | Commercial | 20.4 | 81.6 | 1460 | 16.67% | 86% | 86% | 86% | 100% | 100% | 96% | 10 | 15 | Phoenix, AZ | 2014 | NREL ATB: Commercial Battery Storage | LBL Tracking the Sun | DNV Proprietary Data
AZ | Small 1 | Storage | Commercial | 19.3 | 77.2 | 1460 | 16.67% | 87% | 87% | 87% | 100% | 100% | 96% | 10 | 15 | Phoenix, AZ | 2015 | NREL ATB: Commercial Battery Storage | LBL Tracking the Sun | DNV Proprietary Data
AZ | Small 1 | Storage | Commercial | 19.5 | 78 | 1460 | 16.67% | 87% | 87% | 87% | 100% | 100% | 96% | 10 | 15 | Phoenix, AZ | 2016 | NREL ATB: Commercial Battery Storage | LBL Tracking the Sun | DNV Proprietary Data
AZ | Small 1 | Storage | Commercial | 22.8 | 91.2 | 1460 | 16.67% | 87% | 87% | 87% | 100% | 100% | 96.5% | 10 | 15 | Phoenix, AZ | 2017 | NREL ATB: Commercial Battery Storage | LBL Tracking the Sun | DNV Proprietary Data
AZ | Small 1 | Storage | Commercial | 23.1 | 92.4 | 1460 | 16.67% | 88% | 88% | 88% | 100% | 100% | 96.5% | 10 | 15 | Phoenix, AZ | 2018 | NREL ATB: Commercial Battery Storage | LBL Tracking the Sun | DNV Proprietary Data
AZ | Small 1 | Storage | Commercial | 22.5 | 90 | 1460 | 16.67% | 88% | 88% | 88% | 100% | 100% | 97% | 10 | 15 | Phoenix, AZ | 2019 | NREL ATB: Commercial Battery Storage | LBL Tracking the Sun | DNV Proprietary Data
AZ | Small 1 | Storage | Commercial | 21.4 | 85.6 | 1460 | 16.67% | 89% | 89% | 89% | 100% | 100% | 97% | 10 | 15 | Phoenix, AZ | 2020 | NREL ATB: Commercial Battery Storage | LBL Tracking the Sun | DNV Proprietary Data
AZ | Small 1 | Storage | Commercial | 19.2 | 76.8 | 1460 | 16.67% | 90% | 90% | 90% | 100% | 100% | 97.5% | 10 | 15 | Phoenix, AZ | 2021 | NREL ATB: Commercial Battery Storage | LBL Tracking the Sun | DNV Proprietary Data
AZ | Small 1 | Storage | Commercial | 20 | 80 | 1460 | 16.67% | 90% | 90% | 90% | 100% | 100% | 97.5% | 10 | 15 | Phoenix, AZ | 2022 | NREL ATB: Commercial Battery Storage | LBL Tracking the Sun | DNV Proprietary Data
AZ | Small 2 | Storage | Commercial | 60 | 240 | 1460 | 16.67% | 85% | 85% | 85% | 100% | 100% | 95% | 10 | 15 | Phoenix, AZ | 2012 | NREL ATB: Commercial Battery Storage | LBL Tracking the Sun | DNV Proprietary Data
AZ | Small 2 | Storage | Commercial | 60 | 240 | 1460 | 16.67% | 86% | 86% | 86% | 100% | 100% | 95% | 10 | 15 | Phoenix, AZ | 2013 | NREL ATB: Commercial Battery Storage | LBL Tracking the Sun | DNV Proprietary Data
AZ | Small 2 | Storage | Commercial | 60 | 240 | 1460 | 16.67% | 86% | 86% | 86% | 100% | 100% | 96% | 10 | 15 | Phoenix, AZ | 2014 | NREL ATB: Commercial Battery Storage | LBL Tracking the Sun | DNV Proprietary Data
AZ | Small 2 | Storage | Commercial | 60 | 240 | 1460 | 16.67% | 87% | 87% | 87% | 100% | 100% | 96% | 10 | 15 | Phoenix, AZ | 2015 | NREL ATB: Commercial Battery Storage | LBL Tracking the Sun | DNV Proprietary Data
AZ | Small 2 | Storage | Commercial | 60 | 240 | 1460 | 16.67% | 87% | 87% | 87% | 100% | 100% | 96% | 10 | 15 | Phoenix, AZ | 2016 | NREL ATB: Commercial Battery Storage | LBL Tracking the Sun | DNV Proprietary Data
AZ | Small 2 | Storage | Commercial | 60 | 240 | 1460 | 16.67% | 87% | 87% | 87% | 100% | 100% | 96.5% | 10 | 15 | Phoenix, AZ | 2017 | NREL ATB: Commercial Battery Storage | LBL Tracking the Sun | DNV Proprietary Data
AZ | Small 2 | Storage | Commercial | 60 | 240 | 1460 | 16.67% | 88% | 88% | 88% | 100% | 100% | 96.5% | 10 | 15 | Phoenix, AZ | 2018 | NREL ATB: Commercial Battery Storage | LBL Tracking the Sun | DNV Proprietary Data
AZ | Small 2 | Storage | Commercial | 60 | 240 | 1460 | 16.67% | 88% | 88% | 88% | 100% | 100% | 97% | 10 | 15 | Phoenix, AZ | 2019 | NREL ATB: Commercial Battery Storage | LBL Tracking the Sun | DNV Proprietary Data
AZ | Small 2 | Storage | Commercial | 60 | 240 | 1460 | 16.67% | 89% | 89% | 89% | 100% | 100% | 97% | 10 | 15 | Phoenix, AZ | 2020 | NREL ATB: Commercial Battery Storage | LBL Tracking the Sun | DNV Proprietary Data
AZ | Small 2 | Storage | Commercial | 60 | 240 | 1460 | 16.67% | 90% | 90% | 90% | 100% | 100% | 97.5% | 10 | 15 | Phoenix, AZ | 2021 | NREL ATB: Commercial Battery Storage | LBL Tracking the Sun | DNV Proprietary Data
AZ | Small 2 | Storage | Commercial | 60 | 240 | 1460 | 16.67% | 90% | 90% | 90% | 100% | 100% | 97.5% | 10 | 15 | Phoenix, AZ | 2022 | NREL ATB: Commercial Battery Storage | LBL Tracking the Sun | DNV Proprietary Data
CA | Large 1 | Storage | Commercial | 300 | 1200 | 1460 | 16.67% | 85% | 85% | 85% | 100% | 100% | 95% | 10 | 15 | Los Angeles, CA | 2012 | NREL ATB: Commercial Battery Storage | LBL Tracking the Sun | DNV Proprietary Data
CA | Large 1 | Storage | Commercial | 300 | 1200 | 1460 | 16.67% | 86% | 86% | 86% | 100% | 100% | 95% | 10 | 15 | Los Angeles, CA | 2013 | NREL ATB: Commercial Battery Storage | LBL Tracking the Sun | DNV Proprietary Data
CA | Large 1 | Storage | Commercial | 300 | 1200 | 1460 | 16.67% | 86% | 86% | 86% | 100% | 100% | 96% | 10 | 15 | Los Angeles, CA | 2014 | NREL ATB: Commercial Battery Storage | LBL Tracking the Sun | DNV Proprietary Data
CA | Large 1 | Storage | Commercial | 300 | 1200 | 1460 | 16.67% | 87% | 87% | 87% | 100% | 100% | 96% | 10 | 15 | Los Angeles, CA | 2015 | NREL ATB: Commercial Battery Storage | LBL Tracking the Sun | DNV Proprietary Data
CA | Large 1 | Storage | Commercial | 300 | 1200 | 1460 | 16.67% | 87% | 87% | 87% | 100% | 100% | 96% | 10 | 15 | Los Angeles, CA | 2016 | NREL ATB: Commercial Battery Storage | LBL Tracking the Sun | DNV Proprietary Data
CA | Large 1 | Storage | Commercial | 300 | 1200 | 1460 | 16.67% | 87% | 87% | 87% | 100% | 100% | 96.5% | 10 | 15 | Los Angeles, CA | 2017 | NREL ATB: Commercial Battery Storage | LBL Tracking the Sun | DNV Proprietary Data
CA | Large 1 | Storage | Commercial | 300 | 1200 | 1460 | 16.67% | 88% | 88% | 88% | 100% | 100% | 96.5% | 10 | 15 | Los Angeles, CA | 2018 | NREL ATB: Commercial Battery Storage | LBL Tracking the Sun | DNV Proprietary Data
CA | Large 1 | Storage | Commercial | 300 | 1200 | 1460 | 16.67% | 88% | 88% | 88% | 100% | 100% | 97% | 10 | 15 | Los Angeles, CA | 2019 | NREL ATB: Commercial Battery Storage | LBL Tracking the Sun | DNV Proprietary Data
CA | Large 1 | Storage | Commercial | 300 | 1200 | 1460 | 16.67% | 89% | 89% | 89% | 100% | 100% | 97% | 10 | 15 | Los Angeles, CA | 2020 | NREL ATB: Commercial Battery Storage | LBL Tracking the Sun | DNV Proprietary Data
CA | Large 1 | Storage | Commercial | 300 | 1200 | 1460 | 16.67% | 90% | 90% | 90% | 100% | 100% | 97.5% | 10 | 15 | Los Angeles, CA | 2021 | NREL ATB: Commercial Battery Storage | LBL Tracking the Sun | DNV Proprietary Data
CA | Large 1 | Storage | Commercial | 300 | 1200 | 1460 | 16.67% | 90% | 90% | 90% | 100% | 100% | 97.5% | 10 | 15 | Los Angeles, CA | 2022 | NREL ATB: Commercial Battery Storage | LBL Tracking the Sun | DNV Proprietary Data
CA | Medium | Storage | Commercial | 150 | 600 | 1460 | 16.67% | 85% | 85% | 85% | 100% | 100% | 95% | 10 | 15 | Los Angeles, CA | 2012 | NREL ATB: Commercial Battery Storage | LBL Tracking the Sun | DNV Proprietary Data
CA | Medium | Storage | Commercial | 150 | 600 | 1460 | 16.67% | 86% | 86% | 86% | 100% | 100% | 95% | 10 | 15 | Los Angeles, CA | 2013 | NREL ATB: Commercial Battery Storage | LBL Tracking the Sun | DNV Proprietary Data
CA | Medium | Storage | Commercial | 150 | 600 | 1460 | 16.67% | 86% | 86% | 86% | 100% | 100% | 96% | 10 | 15 | Los Angeles, CA | 2014 | NREL ATB: Commercial Battery Storage | LBL Tracking the Sun | DNV Proprietary Data
CA | Medium | Storage | Commercial | 150 | 600 | 1460 | 16.67% | 87% | 87% | 87% | 100% | 100% | 96% | 10 | 15 | Los Angeles, CA | 2015 | NREL ATB: Commercial Battery Storage | LBL Tracking the Sun | DNV Proprietary Data
CA | Medium | Storage | Commercial | 150 | 600 | 1460 | 16.67% | 87% | 87% | 87% | 100% | 100% | 96% | 10 | 15 | Los Angeles, CA | 2016 | NREL ATB: Commercial Battery Storage | LBL Tracking the Sun | DNV Proprietary Data
CA | Medium | Storage | Commercial | 150 | 600 | 1460 | 16.67% | 87% | 87% | 87% | 100% | 100% | 96.5% | 10 | 15 | Los Angeles, CA | 2017 | NREL ATB: Commercial Battery Storage | LBL Tracking the Sun | DNV Proprietary Data
CA | Medium | Storage | Commercial | 150 | 600 | 1460 | 16.67% | 88% | 88% | 88% | 100% | 100% | 96.5% | 10 | 15 | Los Angeles, CA | 2018 | NREL ATB: Commercial Battery Storage | LBL Tracking the Sun | DNV Proprietary Data
CA | Medium | Storage | Commercial | 150 | 600 | 1460 | 16.67% | 88% | 88% | 88% | 100% | 100% | 97% | 10 | 15 | Los Angeles, CA | 2019 | NREL ATB: Commercial Battery Storage | LBL Tracking the Sun | DNV Proprietary Data
CA | Medium | Storage | Commercial | 150 | 600 | 1460 | 16.67% | 89% | 89% | 89% | 100% | 100% | 97% | 10 | 15 | Los Angeles, CA | 2020 | NREL ATB: Commercial Battery Storage | LBL Tracking the Sun | DNV Proprietary Data
CA | Medium | Storage | Commercial | 150 | 600 | 1460 | 16.67% | 90% | 90% | 90% | 100% | 100% | 97.5% | 10 | 15 | Los Angeles, CA | 2021 | NREL ATB: Commercial Battery Storage | LBL Tracking the Sun | DNV Proprietary Data
CA | Medium | Storage | Commercial | 150 | 600 | 1460 | 16.67% | 90% | 90% | 90% | 100% | 100% | 97.5% | 10 | 15 | Los Angeles, CA | 2022 | NREL ATB: Commercial Battery Storage | LBL Tracking the Sun | DNV Proprietary Data
CA | Small 1 | Storage | Commercial | 19.9 | 79.6 | 1460 | 16.67% | 85% | 85% | 85% | 100% | 100% | 95% | 10 | 15 | Los Angeles, CA | 2012 | NREL ATB: Commercial Battery Storage | LBL Tracking the Sun | DNV Proprietary Data
CA | Small 1 | Storage | Commercial | 22 | 88 | 1460 | 16.67% | 86% | 86% | 86% | 100% | 100% | 95% | 10 | 15 | Los Angeles, CA | 2013 | NREL ATB: Commercial Battery Storage | LBL Tracking the Sun | DNV Proprietary Data
CA | Small 1 | Storage | Commercial | 20.4 | 81.6 | 1460 | 16.67% | 86% | 86% | 86% | 100% | 100% | 96% | 10 | 15 | Los Angeles, CA | 2014 | NREL ATB: Commercial Battery Storage | LBL Tracking the Sun | DNV Proprietary Data
CA | Small 1 | Storage | Commercial | 19.3 | 77.2 | 1460 | 16.67% | 87% | 87% | 87% | 100% | 100% | 96% | 10 | 15 | Los Angeles, CA | 2015 | NREL ATB: Commercial Battery Storage | LBL Tracking the Sun | DNV Proprietary Data
CA | Small 1 | Storage | Commercial | 19.5 | 78 | 1460 | 16.67% | 87% | 87% | 87% | 100% | 100% | 96% | 10 | 15 | Los Angeles, CA | 2016 | NREL ATB: Commercial Battery Storage | LBL Tracking the Sun | DNV Proprietary Data
CA | Small 1 | Storage | Commercial | 22.8 | 91.2 | 1460 | 16.67% | 87% | 87% | 87% | 100% | 100% | 96.5% | 10 | 15 | Los Angeles, CA | 2017 | NREL ATB: Commercial Battery Storage | LBL Tracking the Sun | DNV Proprietary Data
CA | Small 1 | Storage | Commercial | 23.1 | 92.4 | 1460 | 16.67% | 88% | 88% | 88% | 100% | 100% | 96.5% | 10 | 15 | Los Angeles, CA | 2018 | NREL ATB: Commercial Battery Storage | LBL Tracking the Sun | DNV Proprietary Data
CA | Small 1 | Storage | Commercial | 22.5 | 90 | 1460 | 16.67% | 88% | 88% | 88% | 100% | 100% | 97% | 10 | 15 | Los Angeles, CA | 2019 | NREL ATB: Commercial Battery Storage | LBL Tracking the Sun | DNV Proprietary Data
CA | Small 1 | Storage | Commercial | 21.4 | 85.6 | 1460 | 16.67% | 89% | 89% | 89% | 100% | 100% | 97% | 10 | 15 | Los Angeles, CA | 2020 | NREL ATB: Commercial Battery Storage | LBL Tracking the Sun | DNV Proprietary Data
CA | Small 1 | Storage | Commercial | 19.2 | 76.8 | 1460 | 16.67% | 90% | 90% | 90% | 100% | 100% | 97.5% | 10 | 15 | Los Angeles, CA | 2021 | NREL ATB: Commercial Battery Storage | LBL Tracking the Sun | DNV Proprietary Data
CA | Small 1 | Storage | Commercial | 20 | 80 | 1460 | 16.67% | 90% | 90% | 90% | 100% | 100% | 97.5% | 10 | 15 | Los Angeles, CA | 2022 | NREL ATB: Commercial Battery Storage | LBL Tracking the Sun | DNV Proprietary Data
CA | Small 2 | Storage | Commercial | 60 | 240 | 1460 | 16.67% | 85% | 85% | 85% | 100% | 100% | 95% | 10 | 15 | Los Angeles, CA | 2012 | NREL ATB: Commercial Battery Storage | LBL Tracking the Sun | DNV Proprietary Data
CA | Small 2 | Storage | Commercial | 60 | 240 | 1460 | 16.67% | 86% | 86% | 86% | 100% | 100% | 95% | 10 | 15 | Los Angeles, CA | 2013 | NREL ATB: Commercial Battery Storage | LBL Tracking the Sun | DNV Proprietary Data
CA | Small 2 | Storage | Commercial | 60 | 240 | 1460 | 16.67% | 86% | 86% | 86% | 100% | 100% | 96% | 10 | 15 | Los Angeles, CA | 2014 | NREL ATB: Commercial Battery Storage | LBL Tracking the Sun | DNV Proprietary Data
CA | Small 2 | Storage | Commercial | 60 | 240 | 1460 | 16.67% | 87% | 87% | 87% | 100% | 100% | 96% | 10 | 15 | Los Angeles, CA | 2015 | NREL ATB: Commercial Battery Storage | LBL Tracking the Sun | DNV Proprietary Data
CA | Small 2 | Storage | Commercial | 60 | 240 | 1460 | 16.67% | 87% | 87% | 87% | 100% | 100% | 96% | 10 | 15 | Los Angeles, CA | 2016 | NREL ATB: Commercial Battery Storage | LBL Tracking the Sun | DNV Proprietary Data
CA | Small 2 | Storage | Commercial | 60 | 240 | 1460 | 16.67% | 87% | 87% | 87% | 100% | 100% | 96.5% | 10 | 15 | Los Angeles, CA | 2017 | NREL ATB: Commercial Battery Storage | LBL Tracking the Sun | DNV Proprietary Data
CA | Small 2 | Storage | Commercial | 60 | 240 | 1460 | 16.67% | 88% | 88% | 88% | 100% | 100% | 96.5% | 10 | 15 | Los Angeles, CA | 2018 | NREL ATB: Commercial Battery Storage | LBL Tracking the Sun | DNV Proprietary Data
CA | Small 2 | Storage | Commercial | 60 | 240 | 1460 | 16.67% | 88% | 88% | 88% | 100% | 100% | 97% | 10 | 15 | Los Angeles, CA | 2019 | NREL ATB: Commercial Battery Storage | LBL Tracking the Sun | DNV Proprietary Data
CA | Small 2 | Storage | Commercial | 60 | 240 | 1460 | 16.67% | 89% | 89% | 89% | 100% | 100% | 97% | 10 | 15 | Los Angeles, CA | 2020 | NREL ATB: Commercial Battery Storage | LBL Tracking the Sun | DNV Proprietary Data
CA | Small 2 | Storage | Commercial | 60 | 240 | 1460 | 16.67% | 90% | 90% | 90% | 100% | 100% | 97.5% | 10 | 15 | Los Angeles, CA | 2021 | NREL ATB: Commercial Battery Storage | LBL Tracking the Sun | DNV Proprietary Data
CA | Small 2 | Storage | Commercial | 60 | 240 | 1460 | 16.67% | 90% | 90% | 90% | 100% | 100% | 97.5% | 10 | 15 | Los Angeles, CA | 2022 | NREL ATB: Commercial Battery Storage | LBL Tracking the Sun | DNV Proprietary Data
CO | Large 1 | Storage | Commercial | 300 | 1200 | 1460 | 16.67% | 85% | 85% | 85% | 100% | 100% | 95% | 10 | 15 | Denver, CO | 2012 | NREL ATB: Commercial Battery Storage | LBL Tracking the Sun | DNV Proprietary Data
CO | Large 1 | Storage | Commercial | 300 | 1200 | 1460 | 16.67% | 86% | 86% | 86% | 100% | 100% | 95% | 10 | 15 | Denver, CO | 2013 | NREL ATB: Commercial Battery Storage | LBL Tracking the Sun | DNV Proprietary Data
CO | Large 1 | Storage | Commercial | 300 | 1200 | 1460 | 16.67% | 86% | 86% | 86% | 100% | 100% | 96% | 10 | 15 | Denver, CO | 2014 | NREL ATB: Commercial Battery Storage | LBL Tracking the Sun | DNV Proprietary Data
CO | Large 1 | Storage | Commercial | 300 | 1200 | 1460 | 16.67% | 87% | 87% | 87% | 100% | 100% | 96% | 10 | 15 | Denver, CO | 2015 | NREL ATB: Commercial Battery Storage | LBL Tracking the Sun | DNV Proprietary Data
CO | Large 1 | Storage | Commercial | 300 | 1200 | 1460 | 16.67% | 87% | 87% | 87% | 100% | 100% | 96% | 10 | 15 | Denver, CO | 2016 | NREL ATB: Commercial Battery Storage | LBL Tracking the Sun | DNV Proprietary Data
CO | Large 1 | Storage | Commercial | 300 | 1200 | 1460 | 16.67% | 87% | 87% | 87% | 100% | 100% | 96.5% | 10 | 15 | Denver, CO | 2017 | NREL ATB: Commercial Battery Storage | LBL Tracking the Sun | DNV Proprietary Data
CO | Large 1 | Storage | Commercial | 300 | 1200 | 1460 | 16.67% | 88% | 88% | 88% | 100% | 100% | 96.5% | 10 | 15 | Denver, CO | 2018 | NREL ATB: Commercial Battery Storage | LBL Tracking the Sun | DNV Proprietary Data
CO | Large 1 | Storage | Commercial | 300 | 1200 | 1460 | 16.67% | 88% | 88% | 88% | 100% | 100% | 97% | 10 | 15 | Denver, CO | 2019 | NREL ATB: Commercial Battery Storage | LBL Tracking the Sun | DNV Proprietary Data
CO | Large 1 | Storage | Commercial | 300 | 1200 | 1460 | 16.67% | 89% | 89% | 89% | 100% | 100% | 97% | 10 | 15 | Denver, CO | 2020 | NREL ATB: Commercial Battery Storage | LBL Tracking the Sun | DNV Proprietary Data
CO | Large 1 | Storage | Commercial | 300 | 1200 | 1460 | 16.67% | 90% | 90% | 90% | 100% | 100% | 97.5% | 10 | 15 | Denver, CO | 2021 | NREL ATB: Commercial Battery Storage | LBL Tracking the Sun | DNV Proprietary Data
CO | Large 1 | Storage | Commercial | 300 | 1200 | 1460 | 16.67% | 90% | 90% | 90% | 100% | 100% | 97.5% | 10 | 15 | Denver, CO | 2022 | NREL ATB: Commercial Battery Storage | LBL Tracking the Sun | DNV Proprietary Data
CO | Medium | Storage | Commercial | 150 | 600 | 1460 | 16.67% | 85% | 85% | 85% | 100% | 100% | 95% | 10 | 15 | Denver, CO | 2012 | NREL ATB: Commercial Battery Storage | LBL Tracking the Sun | DNV Proprietary Data
CO | Medium | Storage | Commercial | 150 | 600 | 1460 | 16.67% | 86% | 86% | 86% | 100% | 100% | 95% | 10 | 15 | Denver, CO | 2013 | NREL ATB: Commercial Battery Storage | LBL Tracking the Sun | DNV Proprietary Data
CO | Medium | Storage | Commercial | 150 | 600 | 1460 | 16.67% | 86% | 86% | 86% | 100% | 100% | 96% | 10 | 15 | Denver, CO | 2014 | NREL ATB: Commercial Battery Storage | LBL Tracking the Sun | DNV Proprietary Data
CO | Medium | Storage | Commercial | 150 | 600 | 1460 | 16.67% | 87% | 87% | 87% | 100% | 100% | 96% | 10 | 15 | Denver, CO | 2015 | NREL ATB: Commercial Battery Storage | LBL Tracking the Sun | DNV Proprietary Data
CO | Medium | Storage | Commercial | 150 | 600 | 1460 | 16.67% | 87% | 87% | 87% | 100% | 100% | 96% | 10 | 15 | Denver, CO | 2016 | NREL ATB: Commercial Battery Storage | LBL Tracking the Sun | DNV Proprietary Data
CO | Medium | Storage | Commercial | 150 | 600 | 1460 | 16.67% | 87% | 87% | 87% | 100% | 100% | 96.5% | 10 | 15 | Denver, CO | 2017 | NREL ATB: Commercial Battery Storage | LBL Tracking the Sun | DNV Proprietary Data
CO | Medium | Storage | Commercial | 150 | 600 | 1460 | 16.67% | 88% | 88% | 88% | 100% | 100% | 96.5% | 10 | 15 | Denver, CO | 2018 | NREL ATB: Commercial Battery Storage | LBL Tracking the Sun | DNV Proprietary Data
CO | Medium | Storage | Commercial | 150 | 600 | 1460 | 16.67% | 88% | 88% | 88% | 100% | 100% | 97% | 10 | 15 | Denver, CO | 2019 | NREL ATB: Commercial Battery Storage | LBL Tracking the Sun | DNV Proprietary Data
CO | Medium | Storage | Commercial | 150 | 600 | 1460 | 16.67% | 89% | 89% | 89% | 100% | 100% | 97% | 10 | 15 | Denver, CO | 2020 | NREL ATB: Commercial Battery Storage | LBL Tracking the Sun | DNV Proprietary Data
CO | Medium | Storage | Commercial | 150 | 600 | 1460 | 16.67% | 90% | 90% | 90% | 100% | 100% | 97.5% | 10 | 15 | Denver, CO | 2021 | NREL ATB: Commercial Battery Storage | LBL Tracking the Sun | DNV Proprietary Data
CO | Medium | Storage | Commercial | 150 | 600 | 1460 | 16.67% | 90% | 90% | 90% | 100% | 100% | 97.5% | 10 | 15 | Denver, CO | 2022 | NREL ATB: Commercial Battery Storage | LBL Tracking the Sun | DNV Proprietary Data
CO | Small 1 | Storage | Commercial | 19.9 | 79.6 | 1460 | 16.67% | 85% | 85% | 85% | 100% | 100% | 95% | 10 | 15 | Denver, CO | 2012 | NREL ATB: Commercial Battery Storage | LBL Tracking the Sun | DNV Proprietary Data
CO | Small 1 | Storage | Commercial | 22 | 88 | 1460 | 16.67% | 86% | 86% | 86% | 100% | 100% | 95% | 10 | 15 | Denver, CO | 2013 | NREL ATB: Commercial Battery Storage | LBL Tracking the Sun | DNV Proprietary Data
CO | Small 1 | Storage | Commercial | 20.4 | 81.6 | 1460 | 16.67% | 86% | 86% | 86% | 100% | 100% | 96% | 10 | 15 | Denver, CO | 2014 | NREL ATB: Commercial Battery Storage | LBL Tracking the Sun | DNV Proprietary Data
CO | Small 1 | Storage | Commercial | 19.3 | 77.2 | 1460 | 16.67% | 87% | 87% | 87% | 100% | 100% | 96% | 10 | 15 | Denver, CO | 2015 | NREL ATB: Commercial Battery Storage | LBL Tracking the Sun | DNV Proprietary Data
CO | Small 1 | Storage | Commercial | 19.5 | 78 | 1460 | 16.67% | 87% | 87% | 87% | 100% | 100% | 96% | 10 | 15 | Denver, CO | 2016 | NREL ATB: Commercial Battery Storage | LBL Tracking the Sun | DNV Proprietary Data
CO | Small 1 | Storage | Commercial | 22.8 | 91.2 | 1460 | 16.67% | 87% | 87% | 87% | 100% | 100% | 96.5% | 10 | 15 | Denver, CO | 2017 | NREL ATB: Commercial Battery Storage | LBL Tracking the Sun | DNV Proprietary Data
CO | Small 1 | Storage | Commercial | 23.1 | 92.4 | 1460 | 16.67% | 88% | 88% | 88% | 100% | 100% | 96.5% | 10 | 15 | Denver, CO | 2018 | NREL ATB: Commercial Battery Storage | LBL Tracking the Sun | DNV Proprietary Data
CO | Small 1 | Storage | Commercial | 22.5 | 90 | 1460 | 16.67% | 88% | 88% | 88% | 100% | 100% | 97% | 10 | 15 | Denver, CO | 2019 | NREL ATB: Commercial Battery Storage | LBL Tracking the Sun | DNV Proprietary Data
CO | Small 1 | Storage | Commercial | 21.4 | 85.6 | 1460 | 16.67% | 89% | 89% | 89% | 100% | 100% | 97% | 10 | 15 | Denver, CO | 2020 | NREL ATB: Commercial Battery Storage | LBL Tracking the Sun | DNV Proprietary Data
CO | Small 1 | Storage | Commercial | 19.2 | 76.8 | 1460 | 16.67% | 90% | 90% | 90% | 100% | 100% | 97.5% | 10 | 15 | Denver, CO | 2021 | NREL ATB: Commercial Battery Storage | LBL Tracking the Sun | DNV Proprietary Data
CO | Small 1 | Storage | Commercial | 20 | 80 | 1460 | 16.67% | 90% | 90% | 90% | 100% | 100% | 97.5% | 10 | 15 | Denver, CO | 2022 | NREL ATB: Commercial Battery Storage | LBL Tracking the Sun | DNV Proprietary Data
CO | Small 2 | Storage | Commercial | 60 | 240 | 1460 | 16.67% | 85% | 85% | 85% | 100% | 100% | 95% | 10 | 15 | Denver, CO | 2012 | NREL ATB: Commercial Battery Storage | LBL Tracking the Sun | DNV Proprietary Data
CO | Small 2 | Storage | Commercial | 60 | 240 | 1460 | 16.67% | 86% | 86% | 86% | 100% | 100% | 95% | 10 | 15 | Denver, CO | 2013 | NREL ATB: Commercial Battery Storage | LBL Tracking the Sun | DNV Proprietary Data
CO | Small 2 | Storage | Commercial | 60 | 240 | 1460 | 16.67% | 86% | 86% | 86% | 100% | 100% | 96% | 10 | 15 | Denver, CO | 2014 | NREL ATB: Commercial Battery Storage | LBL Tracking the Sun | DNV Proprietary Data
CO | Small 2 | Storage | Commercial | 60 | 240 | 1460 | 16.67% | 87% | 87% | 87% | 100% | 100% | 96% | 10 | 15 | Denver, CO | 2015 | NREL ATB: Commercial Battery Storage | LBL Tracking the Sun | DNV Proprietary Data
CO | Small 2 | Storage | Commercial | 60 | 240 | 1460 | 16.67% | 87% | 87% | 87% | 100% | 100% | 96% | 10 | 15 | Denver, CO | 2016 | NREL ATB: Commercial Battery Storage | LBL Tracking the Sun | DNV Proprietary Data
CO | Small 2 | Storage | Commercial | 60 | 240 | 1460 | 16.67% | 87% | 87% | 87% | 100% | 100% | 96.5% | 10 | 15 | Denver, CO | 2017 | NREL ATB: Commercial Battery Storage | LBL Tracking the Sun | DNV Proprietary Data
CO | Small 2 | Storage | Commercial | 60 | 240 | 1460 | 16.67% | 88% | 88% | 88% | 100% | 100% | 96.5% | 10 | 15 | Denver, CO | 2018 | NREL ATB: Commercial Battery Storage | LBL Tracking the Sun | DNV Proprietary Data
CO | Small 2 | Storage | Commercial | 60 | 240 | 1460 | 16.67% | 88% | 88% | 88% | 100% | 100% | 97% | 10 | 15 | Denver, CO | 2019 | NREL ATB: Commercial Battery Storage | LBL Tracking the Sun | DNV Proprietary Data
CO | Small 2 | Storage | Commercial | 60 | 240 | 1460 | 16.67% | 89% | 89% | 89% | 100% | 100% | 97% | 10 | 15 | Denver, CO | 2020 | NREL ATB: Commercial Battery Storage | LBL Tracking the Sun | DNV Proprietary Data
CO | Small 2 | Storage | Commercial | 60 | 240 | 1460 | 16.67% | 90% | 90% | 90% | 100% | 100% | 97.5% | 10 | 15 | Denver, CO | 2021 | NREL ATB: Commercial Battery Storage | LBL Tracking the Sun | DNV Proprietary Data
CO | Small 2 | Storage | Commercial | 60 | 240 | 1460 | 16.67% | 90% | 90% | 90% | 100% | 100% | 97.5% | 10 | 15 | Denver, CO | 2022 | NREL ATB: Commercial Battery Storage | LBL Tracking the Sun | DNV Proprietary Data
CT | Large 1 | Storage | Commercial | 300 | 1200 | 1460 | 16.67% | 85% | 85% | 85% | 100% | 100% | 95% | 10 | 15 | Hartford, CT | 2012 | NREL ATB: Commercial Battery Storage | LBL Tracking the Sun | DNV Proprietary Data
CT | Large 1 | Storage | Commercial | 300 | 1200 | 1460 | 16.67% | 86% | 86% | 86% | 100% | 100% | 95% | 10 | 15 | Hartford, CT | 2013 | NREL ATB: Commercial Battery Storage | LBL Tracking the Sun | DNV Proprietary Data
CT | Large 1 | Storage | Commercial | 300 | 1200 | 1460 | 16.67% | 86% | 86% | 86% | 100% | 100% | 96% | 10 | 15 | Hartford, CT | 2014 | NREL ATB: Commercial Battery Storage | LBL Tracking the Sun | DNV Proprietary Data
CT | Large 1 | Storage | Commercial | 300 | 1200 | 1460 | 16.67% | 87% | 87% | 87% | 100% | 100% | 96% | 10 | 15 | Hartford, CT | 2015 | NREL ATB: Commercial Battery Storage | LBL Tracking the Sun | DNV Proprietary Data
CT | Large 1 | Storage | Commercial | 300 | 1200 | 1460 | 16.67% | 87% | 87% | 87% | 100% | 100% | 96% | 10 | 15 | Hartford, CT | 2016 | NREL ATB: Commercial Battery Storage | LBL Tracking the Sun | DNV Proprietary Data
CT | Large 1 | Storage | Commercial | 300 | 1200 | 1460 | 16.67% | 87% | 87% | 87% | 100% | 100% | 96.5% | 10 | 15 | Hartford, CT | 2017 | NREL ATB: Commercial Battery Storage | LBL Tracking the Sun | DNV Proprietary Data
CT | Large 1 | Storage | Commercial | 300 | 1200 | 1460 | 16.67% | 88% | 88% | 88% | 100% | 100% | 96.5% | 10 | 15 | Hartford, CT | 2018 | NREL ATB: Commercial Battery Storage | LBL Tracking the Sun | DNV Proprietary Data
CT | Large 1 | Storage | Commercial | 300 | 1200 | 1460 | 16.67% | 88% | 88% | 88% | 100% | 100% | 97% | 10 | 15 | Hartford, CT | 2019 | NREL ATB: Commercial Battery Storage | LBL Tracking the Sun | DNV Proprietary Data
CT | Large 1 | Storage | Commercial | 300 | 1200 | 1460 | 16.67% | 89% | 89% | 89% | 100% | 100% | 97% | 10 | 15 | Hartford, CT | 2020 | NREL ATB: Commercial Battery Storage | LBL Tracking the Sun | DNV Proprietary Data
CT | Large 1 | Storage | Commercial | 300 | 1200 | 1460 | 16.67% | 90% | 90% | 90% | 100% | 100% | 97.5% | 10 | 15 | Hartford, CT | 2021 | NREL ATB: Commercial Battery Storage | LBL Tracking the Sun | DNV Proprietary Data
CT | Large 1 | Storage | Commercial | 300 | 1200 | 1460 | 16.67% | 90% | 90% | 90% | 100% | 100% | 97.5% | 10 | 15 | Hartford, CT | 2022 | NREL ATB: Commercial Battery Storage | LBL Tracking the Sun | DNV Proprietary Data
CT | Medium | Storage | Commercial | 150 | 600 | 1460 | 16.67% | 85% | 85% | 85% | 100% | 100% | 95% | 10 | 15 | Hartford, CT | 2012 | NREL ATB: Commercial Battery Storage | LBL Tracking the Sun | DNV Proprietary Data
CT | Medium | Storage | Commercial | 150 | 600 | 1460 | 16.67% | 86% | 86% | 86% | 100% | 100% | 95% | 10 | 15 | Hartford, CT | 2013 | NREL ATB: Commercial Battery Storage | LBL Tracking the Sun | DNV Proprietary Data
CT | Medium | Storage | Commercial | 150 | 600 | 1460 | 16.67% | 86% | 86% | 86% | 100% | 100% | 96% | 10 | 15 | Hartford, CT | 2014 | NREL ATB: Commercial Battery Storage | LBL Tracking the Sun | DNV Proprietary Data
CT | Medium | Storage | Commercial | 150 | 600 | 1460 | 16.67% | 87% | 87% | 87% | 100% | 100% | 96% | 10 | 15 | Hartford, CT | 2015 | NREL ATB: Commercial Battery Storage | LBL Tracking the Sun | DNV Proprietary Data
CT | Medium | Storage | Commercial | 150 | 600 | 1460 | 16.67% | 87% | 87% | 87% | 100% | 100% | 96% | 10 | 15 | Hartford, CT | 2016 | NREL ATB: Commercial Battery Storage | LBL Tracking the Sun | DNV Proprietary Data
CT | Medium | Storage | Commercial | 150 | 600 | 1460 | 16.67% | 87% | 87% | 87% | 100% | 100% | 96.5% | 10 | 15 | Hartford, CT | 2017 | NREL ATB: Commercial Battery Storage | LBL Tracking the Sun | DNV Proprietary Data
CT | Medium | Storage | Commercial | 150 | 600 | 1460 | 16.67% | 88% | 88% | 88% | 100% | 100% | 96.5% | 10 | 15 | Hartford, CT | 2018 | NREL ATB: Commercial Battery Storage | LBL Tracking the Sun | DNV Proprietary Data
CT | Medium | Storage | Commercial | 150 | 600 | 1460 | 16.67% | 88% | 88% | 88% | 100% | 100% | 97% | 10 | 15 | Hartford, CT | 2019 | NREL ATB: Commercial Battery Storage | LBL Tracking the Sun | DNV Proprietary Data
CT | Medium | Storage | Commercial | 150 | 600 | 1460 | 16.67% | 89% | 89% | 89% | 100% | 100% | 97% | 10 | 15 | Hartford, CT | 2020 | NREL ATB: Commercial Battery Storage | LBL Tracking the Sun | DNV Proprietary Data
CT | Medium | Storage | Commercial | 150 | 600 | 1460 | 16.67% | 90% | 90% | 90% | 100% | 100% | 97.5% | 10 | 15 | Hartford, CT | 2021 | NREL ATB: Commercial Battery Storage | LBL Tracking the Sun | DNV Proprietary Data
CT | Medium | Storage | Commercial | 150 | 600 | 1460 | 16.67% | 90% | 90% | 90% | 100% | 100% | 97.5% | 10 | 15 | Hartford, CT | 2022 | NREL ATB: Commercial Battery Storage | LBL Tracking the Sun | DNV Proprietary Data
CT | Small 1 | Storage | Commercial | 19.9 | 79.6 | 1460 | 16.67% | 85% | 85% | 85% | 100% | 100% | 95% | 10 | 15 | Hartford, CT | 2012 | NREL ATB: Commercial Battery Storage | LBL Tracking the Sun | DNV Proprietary Data
CT | Small 1 | Storage | Commercial | 22 | 88 | 1460 | 16.67% | 86% | 86% | 86% | 100% | 100% | 95% | 10 | 15 | Hartford, CT | 2013 | NREL ATB: Commercial Battery Storage | LBL Tracking the Sun | DNV Proprietary Data
CT | Small 1 | Storage | Commercial | 20.4 | 81.6 | 1460 | 16.67% | 86% | 86% | 86% | 100% | 100% | 96% | 10 | 15 | Hartford, CT | 2014 | NREL ATB: Commercial Battery Storage | LBL Tracking the Sun | DNV Proprietary Data
CT | Small 1 | Storage | Commercial | 19.3 | 77.2 | 1460 | 16.67% | 87% | 87% | 87% | 100% | 100% | 96% | 10 | 15 | Hartford, CT | 2015 | NREL ATB: Commercial Battery Storage | LBL Tracking the Sun | DNV Proprietary Data
CT | Small 1 | Storage | Commercial | 19.5 | 78 | 1460 | 16.67% | 87% | 87% | 87% | 100% | 100% | 96% | 10 | 15 | Hartford, CT | 2016 | NREL ATB: Commercial Battery Storage | LBL Tracking the Sun | DNV Proprietary Data
CT | Small 1 | Storage | Commercial | 22.8 | 91.2 | 1460 | 16.67% | 87% | 87% | 87% | 100% | 100% | 96.5% | 10 | 15 | Hartford, CT | 2017 | NREL ATB: Commercial Battery Storage | LBL Tracking the Sun | DNV Proprietary Data
CT | Small 1 | Storage | Commercial | 23.1 | 92.4 | 1460 | 16.67% | 88% | 88% | 88% | 100% | 100% | 96.5% | 10 | 15 | Hartford, CT | 2018 | NREL ATB: Commercial Battery Storage | LBL Tracking the Sun | DNV Proprietary Data
CT | Small 1 | Storage | Commercial | 22.5 | 90 | 1460 | 16.67% | 88% | 88% | 88% | 100% | 100% | 97% | 10 | 15 | Hartford, CT | 2019 | NREL ATB: Commercial Battery Storage | LBL Tracking the Sun | DNV Proprietary Data
CT | Small 1 | Storage | Commercial | 21.4 | 85.6 | 1460 | 16.67% | 89% | 89% | 89% | 100% | 100% | 97% | 10 | 15 | Hartford, CT | 2020 | NREL ATB: Commercial Battery Storage | LBL Tracking the Sun | DNV Proprietary Data
CT | Small 1 | Storage | Commercial | 19.2 | 76.8 | 1460 | 16.67% | 90% | 90% | 90% | 100% | 100% | 97.5% | 10 | 15 | Hartford, CT | 2021 | NREL ATB: Commercial Battery Storage | LBL Tracking the Sun | DNV Proprietary Data
CT | Small 1 | Storage | Commercial | 20 | 80 | 1460 | 16.67% | 90% | 90% | 90% | 100% | 100% | 97.5% | 10 | 15 | Hartford, CT | 2022 | NREL ATB: Commercial Battery Storage | LBL Tracking the Sun | DNV Proprietary Data
CT | Small 2 | Storage | Commercial | 60 | 240 | 1460 | 16.67% | 85% | 85% | 85% | 100% | 100% | 95% | 10 | 15 | Hartford, CT | 2012 | NREL ATB: Commercial Battery Storage | LBL Tracking the Sun | DNV Proprietary Data
CT | Small 2 | Storage | Commercial | 60 | 240 | 1460 | 16.67% | 86% | 86% | 86% | 100% | 100% | 95% | 10 | 15 | Hartford, CT | 2013 | NREL ATB: Commercial Battery Storage | LBL Tracking the Sun | DNV Proprietary Data
CT | Small 2 | Storage | Commercial | 60 | 240 | 1460 | 16.67% | 86% | 86% | 86% | 100% | 100% | 96% | 10 | 15 | Hartford, CT | 2014 | NREL ATB: Commercial Battery Storage | LBL Tracking the Sun | DNV Proprietary Data
CT | Small 2 | Storage | Commercial | 60 | 240 | 1460 | 16.67% | 87% | 87% | 87% | 100% | 100% | 96% | 10 | 15 | Hartford, CT | 2015 | NREL ATB: Commercial Battery Storage | LBL Tracking the Sun | DNV Proprietary Data
CT | Small 2 | Storage | Commercial | 60 | 240 | 1460 | 16.67% | 87% | 87% | 87% | 100% | 100% | 96% | 10 | 15 | Hartford, CT | 2016 | NREL ATB: Commercial Battery Storage | LBL Tracking the Sun | DNV Proprietary Data
CT | Small 2 | Storage | Commercial | 60 | 240 | 1460 | 16.67% | 87% | 87% | 87% | 100% | 100% | 96.5% | 10 | 15 | Hartford, CT | 2017 | NREL ATB: Commercial Battery Storage | LBL Tracking the Sun | DNV Proprietary Data
CT | Small 2 | Storage | Commercial | 60 | 240 | 1460 | 16.67% | 88% | 88% | 88% | 100% | 100% | 96.5% | 10 | 15 | Hartford, CT | 2018 | NREL ATB: Commercial Battery Storage | LBL Tracking the Sun | DNV Proprietary Data
CT | Small 2 | Storage | Commercial | 60 | 240 | 1460 | 16.67% | 88% | 88% | 88% | 100% | 100% | 97% | 10 | 15 | Hartford, CT | 2019 | NREL ATB: Commercial Battery Storage | LBL Tracking the Sun | DNV Proprietary Data
CT | Small 2 | Storage | Commercial | 60 | 240 | 1460 | 16.67% | 89% | 89% | 89% | 100% | 100% | 97% | 10 | 15 | Hartford, CT | 2020 | NREL ATB: Commercial Battery Storage | LBL Tracking the Sun | DNV Proprietary Data
CT | Small 2 | Storage | Commercial | 60 | 240 | 1460 | 16.67% | 90% | 90% | 90% | 100% | 100% | 97.5% | 10 | 15 | Hartford, CT | 2021 | NREL ATB: Commercial Battery Storage | LBL Tracking the Sun | DNV Proprietary Data
CT | Small 2 | Storage | Commercial | 60 | 240 | 1460 | 16.67% | 90% | 90% | 90% | 100% | 100% | 97.5% | 10 | 15 | Hartford, CT | 2022 | NREL ATB: Commercial Battery Storage | LBL Tracking the Sun | DNV Proprietary Data
DC | Large 1 | Storage | Commercial | 300 | 1200 | 1460 | 16.67% | 85% | 85% | 85% | 100% | 100% | 95% | 10 | 15 | Washington, DC | 2012 | NREL ATB: Commercial Battery Storage | LBL Tracking the Sun | DNV Proprietary Data
DC | Large 1 | Storage | Commercial | 300 | 1200 | 1460 | 16.67% | 86% | 86% | 86% | 100% | 100% | 95% | 10 | 15 | Washington, DC | 2013 | NREL ATB: Commercial Battery Storage | LBL Tracking the Sun | DNV Proprietary Data
DC | Large 1 | Storage | Commercial | 300 | 1200 | 1460 | 16.67% | 86% | 86% | 86% | 100% | 100% | 96% | 10 | 15 | Washington, DC | 2014 | NREL ATB: Commercial Battery Storage | LBL Tracking the Sun | DNV Proprietary Data
DC | Large 1 | Storage | Commercial | 300 | 1200 | 1460 | 16.67% | 87% | 87% | 87% | 100% | 100% | 96% | 10 | 15 | Washington, DC | 2015 | NREL ATB: Commercial Battery Storage | LBL Tracking the Sun | DNV Proprietary Data
DC | Large 1 | Storage | Commercial | 300 | 1200 | 1460 | 16.67% | 87% | 87% | 87% | 100% | 100% | 96% | 10 | 15 | Washington, DC | 2016 | NREL ATB: Commercial Battery Storage | LBL Tracking the Sun | DNV Proprietary Data
DC | Large 1 | Storage | Commercial | 300 | 1200 | 1460 | 16.67% | 87% | 87% | 87% | 100% | 100% | 96.5% | 10 | 15 | Washington, DC | 2017 | NREL ATB: Commercial Battery Storage | LBL Tracking the Sun | DNV Proprietary Data
DC | Large 1 | Storage | Commercial | 300 | 1200 | 1460 | 16.67% | 88% | 88% | 88% | 100% | 100% | 96.5% | 10 | 15 | Washington, DC | 2018 | NREL ATB: Commercial Battery Storage | LBL Tracking the Sun | DNV Proprietary Data
DC | Large 1 | Storage | Commercial | 300 | 1200 | 1460 | 16.67% | 88% | 88% | 88% | 100% | 100% | 97% | 10 | 15 | Washington, DC | 2019 | NREL ATB: Commercial Battery Storage | LBL Tracking the Sun | DNV Proprietary Data
DC | Large 1 | Storage | Commercial | 300 | 1200 | 1460 | 16.67% | 89% | 89% | 89% | 100% | 100% | 97% | 10 | 15 | Washington, DC | 2020 | NREL ATB: Commercial Battery Storage | LBL Tracking the Sun | DNV Proprietary Data
DC | Large 1 | Storage | Commercial | 300 | 1200 | 1460 | 16.67% | 90% | 90% | 90% | 100% | 100% | 97.5% | 10 | 15 | Washington, DC | 2021 | NREL ATB: Commercial Battery Storage | LBL Tracking the Sun | DNV Proprietary Data
DC | Large 1 | Storage | Commercial | 300 | 1200 | 1460 | 16.67% | 90% | 90% | 90% | 100% | 100% | 97.5% | 10 | 15 | Washington, DC | 2022 | NREL ATB: Commercial Battery Storage | LBL Tracking the Sun | DNV Proprietary Data
DC | Medium | Storage | Commercial | 150 | 600 | 1460 | 16.67% | 85% | 85% | 85% | 100% | 100% | 95% | 10 | 15 | Washington, DC | 2012 | NREL ATB: Commercial Battery Storage | LBL Tracking the Sun | DNV Proprietary Data
DC | Medium | Storage | Commercial | 150 | 600 | 1460 | 16.67% | 86% | 86% | 86% | 100% | 100% | 95% | 10 | 15 | Washington, DC | 2013 | NREL ATB: Commercial Battery Storage | LBL Tracking the Sun | DNV Proprietary Data
DC | Medium | Storage | Commercial | 150 | 600 | 1460 | 16.67% | 86% | 86% | 86% | 100% | 100% | 96% | 10 | 15 | Washington, DC | 2014 | NREL ATB: Commercial Battery Storage | LBL Tracking the Sun | DNV Proprietary Data
DC | Medium | Storage | Commercial | 150 | 600 | 1460 | 16.67% | 87% | 87% | 87% | 100% | 100% | 96% | 10 | 15 | Washington, DC | 2015 | NREL ATB: Commercial Battery Storage | LBL Tracking the Sun | DNV Proprietary Data
DC | Medium | Storage | Commercial | 150 | 600 | 1460 | 16.67% | 87% | 87% | 87% | 100% | 100% | 96% | 10 | 15 | Washington, DC | 2016 | NREL ATB: Commercial Battery Storage | LBL Tracking the Sun | DNV Proprietary Data
DC | Medium | Storage | Commercial | 150 | 600 | 1460 | 16.67% | 87% | 87% | 87% | 100% | 100% | 96.5% | 10 | 15 | Washington, DC | 2017 | NREL ATB: Commercial Battery Storage | LBL Tracking the Sun | DNV Proprietary Data
DC | Medium | Storage | Commercial | 150 | 600 | 1460 | 16.67% | 88% | 88% | 88% | 100% | 100% | 96.5% | 10 | 15 | Washington, DC | 2018 | NREL ATB: Commercial Battery Storage | LBL Tracking the Sun | DNV Proprietary Data
DC | Medium | Storage | Commercial | 150 | 600 | 1460 | 16.67% | 88% | 88% | 88% | 100% | 100% | 97% | 10 | 15 | Washington, DC | 2019 | NREL ATB: Commercial Battery Storage | LBL Tracking the Sun | DNV Proprietary Data
DC | Medium | Storage | Commercial | 150 | 600 | 1460 | 16.67% | 89% | 89% | 89% | 100% | 100% | 97% | 10 | 15 | Washington, DC | 2020 | NREL ATB: Commercial Battery Storage | LBL Tracking the Sun | DNV Proprietary Data
DC | Medium | Storage | Commercial | 150 | 600 | 1460 | 16.67% | 90% | 90% | 90% | 100% | 100% | 97.5% | 10 | 15 | Washington, DC | 2021 | NREL ATB: Commercial Battery Storage | LBL Tracking the Sun | DNV Proprietary Data
DC | Medium | Storage | Commercial | 150 | 600 | 1460 | 16.67% | 90% | 90% | 90% | 100% | 100% | 97.5% | 10 | 15 | Washington, DC | 2022 | NREL ATB: Commercial Battery Storage | LBL Tracking the Sun | DNV Proprietary Data
DC | Small 1 | Storage | Commercial | 19.9 | 79.6 | 1460 | 16.67% | 85% | 85% | 85% | 100% | 100% | 95% | 10 | 15 | Washington, DC | 2012 | NREL ATB: Commercial Battery Storage | LBL Tracking the Sun | DNV Proprietary Data
DC | Small 1 | Storage | Commercial | 22 | 88 | 1460 | 16.67% | 86% | 86% | 86% | 100% | 100% | 95% | 10 | 15 | Washington, DC | 2013 | NREL ATB: Commercial Battery Storage | LBL Tracking the Sun | DNV Proprietary Data
DC | Small 1 | Storage | Commercial | 20.4 | 81.6 | 1460 | 16.67% | 86% | 86% | 86% | 100% | 100% | 96% | 10 | 15 | Washington, DC | 2014 | NREL ATB: Commercial Battery Storage | LBL Tracking the Sun | DNV Proprietary Data
DC | Small 1 | Storage | Commercial | 19.3 | 77.2 | 1460 | 16.67% | 87% | 87% | 87% | 100% | 100% | 96% | 10 | 15 | Washington, DC | 2015 | NREL ATB: Commercial Battery Storage | LBL Tracking the Sun | DNV Proprietary Data
DC | Small 1 | Storage | Commercial | 19.5 | 78 | 1460 | 16.67% | 87% | 87% | 87% | 100% | 100% | 96% | 10 | 15 | Washington, DC | 2016 | NREL ATB: Commercial Battery Storage | LBL Tracking the Sun | DNV Proprietary Data
DC | Small 1 | Storage | Commercial | 22.8 | 91.2 | 1460 | 16.67% | 87% | 87% | 87% | 100% | 100% | 96.5% | 10 | 15 | Washington, DC | 2017 | NREL ATB: Commercial Battery Storage | LBL Tracking the Sun | DNV Proprietary Data
DC | Small 1 | Storage | Commercial | 23.1 | 92.4 | 1460 | 16.67% | 88% | 88% | 88% | 100% | 100% | 96.5% | 10 | 15 | Washington, DC | 2018 | NREL ATB: Commercial Battery Storage | LBL Tracking the Sun | DNV Proprietary Data
DC | Small 1 | Storage | Commercial | 22.5 | 90 | 1460 | 16.67% | 88% | 88% | 88% | 100% | 100% | 97% | 10 | 15 | Washington, DC | 2019 | NREL ATB: Commercial Battery Storage | LBL Tracking the Sun | DNV Proprietary Data
DC | Small 1 | Storage | Commercial | 21.4 | 85.6 | 1460 | 16.67% | 89% | 89% | 89% | 100% | 100% | 97% | 10 | 15 | Washington, DC | 2020 | NREL ATB: Commercial Battery Storage | LBL Tracking the Sun | DNV Proprietary Data
DC | Small 1 | Storage | Commercial | 19.2 | 76.8 | 1460 | 16.67% | 90% | 90% | 90% | 100% | 100% | 97.5% | 10 | 15 | Washington, DC | 2021 | NREL ATB: Commercial Battery Storage | LBL Tracking the Sun | DNV Proprietary Data
DC | Small 1 | Storage | Commercial | 20 | 80 | 1460 | 16.67% | 90% | 90% | 90% | 100% | 100% | 97.5% | 10 | 15 | Washington, DC | 2022 | NREL ATB: Commercial Battery Storage | LBL Tracking the Sun | DNV Proprietary Data
DC | Small 2 | Storage | Commercial | 60 | 240 | 1460 | 16.67% | 85% | 85% | 85% | 100% | 100% | 95% | 10 | 15 | Washington, DC | 2012 | NREL ATB: Commercial Battery Storage | LBL Tracking the Sun | DNV Proprietary Data
DC | Small 2 | Storage | Commercial | 60 | 240 | 1460 | 16.67% | 86% | 86% | 86% | 100% | 100% | 95% | 10 | 15 | Washington, DC | 2013 | NREL ATB: Commercial Battery Storage | LBL Tracking the Sun | DNV Proprietary Data
DC | Small 2 | Storage | Commercial | 60 | 240 | 1460 | 16.67% | 86% | 86% | 86% | 100% | 100% | 96% | 10 | 15 | Washington, DC | 2014 | NREL ATB: Commercial Battery Storage | LBL Tracking the Sun | DNV Proprietary Data
DC | Small 2 | Storage | Commercial | 60 | 240 | 1460 | 16.67% | 87% | 87% | 87% | 100% | 100% | 96% | 10 | 15 | Washington, DC | 2015 | NREL ATB: Commercial Battery Storage | LBL Tracking the Sun | DNV Proprietary Data
DC | Small 2 | Storage | Commercial | 60 | 240 | 1460 | 16.67% | 87% | 87% | 87% | 100% | 100% | 96% | 10 | 15 | Washington, DC | 2016 | NREL ATB: Commercial Battery Storage | LBL Tracking the Sun | DNV Proprietary Data
DC | Small 2 | Storage | Commercial | 60 | 240 | 1460 | 16.67% | 87% | 87% | 87% | 100% | 100% | 96.5% | 10 | 15 | Washington, DC | 2017 | NREL ATB: Commercial Battery Storage | LBL Tracking the Sun | DNV Proprietary Data
DC | Small 2 | Storage | Commercial | 60 | 240 | 1460 | 16.67% | 88% | 88% | 88% | 100% | 100% | 96.5% | 10 | 15 | Washington, DC | 2018 | NREL ATB: Commercial Battery Storage | LBL Tracking the Sun | DNV Proprietary Data
DC | Small 2 | Storage | Commercial | 60 | 240 | 1460 | 16.67% | 88% | 88% | 88% | 100% | 100% | 97% | 10 | 15 | Washington, DC | 2019 | NREL ATB: Commercial Battery Storage | LBL Tracking the Sun | DNV Proprietary Data
DC | Small 2 | Storage | Commercial | 60 | 240 | 1460 | 16.67% | 89% | 89% | 89% | 100% | 100% | 97% | 10 | 15 | Washington, DC | 2020 | NREL ATB: Commercial Battery Storage | LBL Tracking the Sun | DNV Proprietary Data
DC | Small 2 | Storage | Commercial | 60 | 240 | 1460 | 16.67% | 90% | 90% | 90% | 100% | 100% | 97.5% | 10 | 15 | Washington, DC | 2021 | NREL ATB: Commercial Battery Storage | LBL Tracking the Sun | DNV Proprietary Data
DC | Small 2 | Storage | Commercial | 60 | 240 | 1460 | 16.67% | 90% | 90% | 90% | 100% | 100% | 97.5% | 10 | 15 | Washington, DC | 2022 | NREL ATB: Commercial Battery Storage | LBL Tracking the Sun | DNV Proprietary Data
DE | Large 1 | Storage | Commercial | 300 | 1200 | 1460 | 16.67% | 85% | 85% | 85% | 100% | 100% | 95% | 10 | 15 | Dover, DE | 2012 | NREL ATB: Commercial Battery Storage | LBL Tracking the Sun | DNV Proprietary Data
DE | Large 1 | Storage | Commercial | 300 | 1200 | 1460 | 16.67% | 86% | 86% | 86% | 100% | 100% | 95% | 10 | 15 | Dover, DE | 2013 | NREL ATB: Commercial Battery Storage | LBL Tracking the Sun | DNV Proprietary Data
DE | Large 1 | Storage | Commercial | 300 | 1200 | 1460 | 16.67% | 86% | 86% | 86% | 100% | 100% | 96% | 10 | 15 | Dover, DE | 2014 | NREL ATB: Commercial Battery Storage | LBL Tracking the Sun | DNV Proprietary Data
DE | Large 1 | Storage | Commercial | 300 | 1200 | 1460 | 16.67% | 87% | 87% | 87% | 100% | 100% | 96% | 10 | 15 | Dover, DE | 2015 | NREL ATB: Commercial Battery Storage | LBL Tracking the Sun | DNV Proprietary Data
DE | Large 1 | Storage | Commercial | 300 | 1200 | 1460 | 16.67% | 87% | 87% | 87% | 100% | 100% | 96% | 10 | 15 | Dover, DE | 2016 | NREL ATB: Commercial Battery Storage | LBL Tracking the Sun | DNV Proprietary Data
DE | Large 1 | Storage | Commercial | 300 | 1200 | 1460 | 16.67% | 87% | 87% | 87% | 100% | 100% | 96.5% | 10 | 15 | Dover, DE | 2017 | NREL ATB: Commercial Battery Storage | LBL Tracking the Sun | DNV Proprietary Data
DE | Large 1 | Storage | Commercial | 300 | 1200 | 1460 | 16.67% | 88% | 88% | 88% | 100% | 100% | 96.5% | 10 | 15 | Dover, DE | 2018 | NREL ATB: Commercial Battery Storage | LBL Tracking the Sun | DNV Proprietary Data
DE | Large 1 | Storage | Commercial | 300 | 1200 | 1460 | 16.67% | 88% | 88% | 88% | 100% | 100% | 97% | 10 | 15 | Dover, DE | 2019 | NREL ATB: Commercial Battery Storage | LBL Tracking the Sun | DNV Proprietary Data
DE | Large 1 | Storage | Commercial | 300 | 1200 | 1460 | 16.67% | 89% | 89% | 89% | 100% | 100% | 97% | 10 | 15 | Dover, DE | 2020 | NREL ATB: Commercial Battery Storage | LBL Tracking the Sun | DNV Proprietary Data
DE | Large 1 | Storage | Commercial | 300 | 1200 | 1460 | 16.67% | 90% | 90% | 90% | 100% | 100% | 97.5% | 10 | 15 | Dover, DE | 2021 | NREL ATB: Commercial Battery Storage | LBL Tracking the Sun | DNV Proprietary Data
DE | Large 1 | Storage | Commercial | 300 | 1200 | 1460 | 16.67% | 90% | 90% | 90% | 100% | 100% | 97.5% | 10 | 15 | Dover, DE | 2022 | NREL ATB: Commercial Battery Storage | LBL Tracking the Sun | DNV Proprietary Data
DE | Medium | Storage | Commercial | 150 | 600 | 1460 | 16.67% | 85% | 85% | 85% | 100% | 100% | 95% | 10 | 15 | Dover, DE | 2012 | NREL ATB: Commercial Battery Storage | LBL Tracking the Sun | DNV Proprietary Data
DE | Medium | Storage | Commercial | 150 | 600 | 1460 | 16.67% | 86% | 86% | 86% | 100% | 100% | 95% | 10 | 15 | Dover, DE | 2013 | NREL ATB: Commercial Battery Storage | LBL Tracking the Sun | DNV Proprietary Data
DE | Medium | Storage | Commercial | 150 | 600 | 1460 | 16.67% | 86% | 86% | 86% | 100% | 100% | 96% | 10 | 15 | Dover, DE | 2014 | NREL ATB: Commercial Battery Storage | LBL Tracking the Sun | DNV Proprietary Data
DE | Medium | Storage | Commercial | 150 | 600 | 1460 | 16.67% | 87% | 87% | 87% | 100% | 100% | 96% | 10 | 15 | Dover, DE | 2015 | NREL ATB: Commercial Battery Storage | LBL Tracking the Sun | DNV Proprietary Data
DE | Medium | Storage | Commercial | 150 | 600 | 1460 | 16.67% | 87% | 87% | 87% | 100% | 100% | 96% | 10 | 15 | Dover, DE | 2016 | NREL ATB: Commercial Battery Storage | LBL Tracking the Sun | DNV Proprietary Data
DE | Medium | Storage | Commercial | 150 | 600 | 1460 | 16.67% | 87% | 87% | 87% | 100% | 100% | 96.5% | 10 | 15 | Dover, DE | 2017 | NREL ATB: Commercial Battery Storage | LBL Tracking the Sun | DNV Proprietary Data
DE | Medium | Storage | Commercial | 150 | 600 | 1460 | 16.67% | 88% | 88% | 88% | 100% | 100% | 96.5% | 10 | 15 | Dover, DE | 2018 | NREL ATB: Commercial Battery Storage | LBL Tracking the Sun | DNV Proprietary Data
DE | Medium | Storage | Commercial | 150 | 600 | 1460 | 16.67% | 88% | 88% | 88% | 100% | 100% | 97% | 10 | 15 | Dover, DE | 2019 | NREL ATB: Commercial Battery Storage | LBL Tracking the Sun | DNV Proprietary Data
DE | Medium | Storage | Commercial | 150 | 600 | 1460 | 16.67% | 89% | 89% | 89% | 100% | 100% | 97% | 10 | 15 | Dover, DE | 2020 | NREL ATB: Commercial Battery Storage | LBL Tracking the Sun | DNV Proprietary Data
DE | Medium | Storage | Commercial | 150 | 600 | 1460 | 16.67% | 90% | 90% | 90% | 100% | 100% | 97.5% | 10 | 15 | Dover, DE | 2021 | NREL ATB: Commercial Battery Storage | LBL Tracking the Sun | DNV Proprietary Data
DE | Medium | Storage | Commercial | 150 | 600 | 1460 | 16.67% | 90% | 90% | 90% | 100% | 100% | 97.5% | 10 | 15 | Dover, DE | 2022 | NREL ATB: Commercial Battery Storage | LBL Tracking the Sun | DNV Proprietary Data
DE | Small 1 | Storage | Commercial | 19.9 | 79.6 | 1460 | 16.67% | 85% | 85% | 85% | 100% | 100% | 95% | 10 | 15 | Dover, DE | 2012 | NREL ATB: Commercial Battery Storage | LBL Tracking the Sun | DNV Proprietary Data
DE | Small 1 | Storage | Commercial | 22 | 88 | 1460 | 16.67% | 86% | 86% | 86% | 100% | 100% | 95% | 10 | 15 | Dover, DE | 2013 | NREL ATB: Commercial Battery Storage | LBL Tracking the Sun | DNV Proprietary Data
DE | Small 1 | Storage | Commercial | 20.4 | 81.6 | 1460 | 16.67% | 86% | 86% | 86% | 100% | 100% | 96% | 10 | 15 | Dover, DE | 2014 | NREL ATB: Commercial Battery Storage | LBL Tracking the Sun | DNV Proprietary Data
DE | Small 1 | Storage | Commercial | 19.3 | 77.2 | 1460 | 16.67% | 87% | 87% | 87% | 100% | 100% | 96% | 10 | 15 | Dover, DE | 2015 | NREL ATB: Commercial Battery Storage | LBL Tracking the Sun | DNV Proprietary Data
DE | Small 1 | Storage | Commercial | 19.5 | 78 | 1460 | 16.67% | 87% | 87% | 87% | 100% | 100% | 96% | 10 | 15 | Dover, DE | 2016 | NREL ATB: Commercial Battery Storage | LBL Tracking the Sun | DNV Proprietary Data
DE | Small 1 | Storage | Commercial | 22.8 | 91.2 | 1460 | 16.67% | 87% | 87% | 87% | 100% | 100% | 96.5% | 10 | 15 | Dover, DE | 2017 | NREL ATB: Commercial Battery Storage | LBL Tracking the Sun | DNV Proprietary Data
DE | Small 1 | Storage | Commercial | 23.1 | 92.4 | 1460 | 16.67% | 88% | 88% | 88% | 100% | 100% | 96.5% | 10 | 15 | Dover, DE | 2018 | NREL ATB: Commercial Battery Storage | LBL Tracking the Sun | DNV Proprietary Data
DE | Small 1 | Storage | Commercial | 22.5 | 90 | 1460 | 16.67% | 88% | 88% | 88% | 100% | 100% | 97% | 10 | 15 | Dover, DE | 2019 | NREL ATB: Commercial Battery Storage | LBL Tracking the Sun | DNV Proprietary Data
DE | Small 1 | Storage | Commercial | 21.4 | 85.6 | 1460 | 16.67% | 89% | 89% | 89% | 100% | 100% | 97% | 10 | 15 | Dover, DE | 2020 | NREL ATB: Commercial Battery Storage | LBL Tracking the Sun | DNV Proprietary Data
DE | Small 1 | Storage | Commercial | 19.2 | 76.8 | 1460 | 16.67% | 90% | 90% | 90% | 100% | 100% | 97.5% | 10 | 15 | Dover, DE | 2021 | NREL ATB: Commercial Battery Storage | LBL Tracking the Sun | DNV Proprietary Data
DE | Small 1 | Storage | Commercial | 20 | 80 | 1460 | 16.67% | 90% | 90% | 90% | 100% | 100% | 97.5% | 10 | 15 | Dover, DE | 2022 | NREL ATB: Commercial Battery Storage | LBL Tracking the Sun | DNV Proprietary Data
DE | Small 2 | Storage | Commercial | 60 | 240 | 1460 | 16.67% | 85% | 85% | 85% | 100% | 100% | 95% | 10 | 15 | Dover, DE | 2012 | NREL ATB: Commercial Battery Storage | LBL Tracking the Sun | DNV Proprietary Data
DE | Small 2 | Storage | Commercial | 60 | 240 | 1460 | 16.67% | 86% | 86% | 86% | 100% | 100% | 95% | 10 | 15 | Dover, DE | 2013 | NREL ATB: Commercial Battery Storage | LBL Tracking the Sun | DNV Proprietary Data
DE | Small 2 | Storage | Commercial | 60 | 240 | 1460 | 16.67% | 86% | 86% | 86% | 100% | 100% | 96% | 10 | 15 | Dover, DE | 2014 | NREL ATB: Commercial Battery Storage | LBL Tracking the Sun | DNV Proprietary Data
DE | Small 2 | Storage | Commercial | 60 | 240 | 1460 | 16.67% | 87% | 87% | 87% | 100% | 100% | 96% | 10 | 15 | Dover, DE | 2015 | NREL ATB: Commercial Battery Storage | LBL Tracking the Sun | DNV Proprietary Data
DE | Small 2 | Storage | Commercial | 60 | 240 | 1460 | 16.67% | 87% | 87% | 87% | 100% | 100% | 96% | 10 | 15 | Dover, DE | 2016 | NREL ATB: Commercial Battery Storage | LBL Tracking the Sun | DNV Proprietary Data
DE | Small 2 | Storage | Commercial | 60 | 240 | 1460 | 16.67% | 87% | 87% | 87% | 100% | 100% | 96.5% | 10 | 15 | Dover, DE | 2017 | NREL ATB: Commercial Battery Storage | LBL Tracking the Sun | DNV Proprietary Data
DE | Small 2 | Storage | Commercial | 60 | 240 | 1460 | 16.67% | 88% | 88% | 88% | 100% | 100% | 96.5% | 10 | 15 | Dover, DE | 2018 | NREL ATB: Commercial Battery Storage | LBL Tracking the Sun | DNV Proprietary Data
DE | Small 2 | Storage | Commercial | 60 | 240 | 1460 | 16.67% | 88% | 88% | 88% | 100% | 100% | 97% | 10 | 15 | Dover, DE | 2019 | NREL ATB: Commercial Battery Storage | LBL Tracking the Sun | DNV Proprietary Data
DE | Small 2 | Storage | Commercial | 60 | 240 | 1460 | 16.67% | 89% | 89% | 89% | 100% | 100% | 97% | 10 | 15 | Dover, DE | 2020 | NREL ATB: Commercial Battery Storage | LBL Tracking the Sun | DNV Proprietary Data
DE | Small 2 | Storage | Commercial | 60 | 240 | 1460 | 16.67% | 90% | 90% | 90% | 100% | 100% | 97.5% | 10 | 15 | Dover, DE | 2021 | NREL ATB: Commercial Battery Storage | LBL Tracking the Sun | DNV Proprietary Data
DE | Small 2 | Storage | Commercial | 60 | 240 | 1460 | 16.67% | 90% | 90% | 90% | 100% | 100% | 97.5% | 10 | 15 | Dover, DE | 2022 | NREL ATB: Commercial Battery Storage | LBL Tracking the Sun | DNV Proprietary Data
FL | Large 1 | Storage | Commercial | 300 | 1200 | 1460 | 16.67% | 85% | 85% | 85% | 100% | 100% | 95% | 10 | 15 | Orlando, FL | 2012 | NREL ATB: Commercial Battery Storage | LBL Tracking the Sun | DNV Proprietary Data
FL | Large 1 | Storage | Commercial | 300 | 1200 | 1460 | 16.67% | 86% | 86% | 86% | 100% | 100% | 95% | 10 | 15 | Orlando, FL | 2013 | NREL ATB: Commercial Battery Storage | LBL Tracking the Sun | DNV Proprietary Data
FL | Large 1 | Storage | Commercial | 300 | 1200 | 1460 | 16.67% | 86% | 86% | 86% | 100% | 100% | 96% | 10 | 15 | Orlando, FL | 2014 | NREL ATB: Commercial Battery Storage | LBL Tracking the Sun | DNV Proprietary Data
FL | Large 1 | Storage | Commercial | 300 | 1200 | 1460 | 16.67% | 87% | 87% | 87% | 100% | 100% | 96% | 10 | 15 | Orlando, FL | 2015 | NREL ATB: Commercial Battery Storage | LBL Tracking the Sun | DNV Proprietary Data
FL | Large 1 | Storage | Commercial | 300 | 1200 | 1460 | 16.67% | 87% | 87% | 87% | 100% | 100% | 96% | 10 | 15 | Orlando, FL | 2016 | NREL ATB: Commercial Battery Storage | LBL Tracking the Sun | DNV Proprietary Data
FL | Large 1 | Storage | Commercial | 300 | 1200 | 1460 | 16.67% | 87% | 87% | 87% | 100% | 100% | 96.5% | 10 | 15 | Orlando, FL | 2017 | NREL ATB: Commercial Battery Storage | LBL Tracking the Sun | DNV Proprietary Data
FL | Large 1 | Storage | Commercial | 300 | 1200 | 1460 | 16.67% | 88% | 88% | 88% | 100% | 100% | 96.5% | 10 | 15 | Orlando, FL | 2018 | NREL ATB: Commercial Battery Storage | LBL Tracking the Sun | DNV Proprietary Data
FL | Large 1 | Storage | Commercial | 300 | 1200 | 1460 | 16.67% | 88% | 88% | 88% | 100% | 100% | 97% | 10 | 15 | Orlando, FL | 2019 | NREL ATB: Commercial Battery Storage | LBL Tracking the Sun | DNV Proprietary Data
FL | Large 1 | Storage | Commercial | 300 | 1200 | 1460 | 16.67% | 89% | 89% | 89% | 100% | 100% | 97% | 10 | 15 | Orlando, FL | 2020 | NREL ATB: Commercial Battery Storage | LBL Tracking the Sun | DNV Proprietary Data
FL | Large 1 | Storage | Commercial | 300 | 1200 | 1460 | 16.67% | 90% | 90% | 90% | 100% | 100% | 97.5% | 10 | 15 | Orlando, FL | 2021 | NREL ATB: Commercial Battery Storage | LBL Tracking the Sun | DNV Proprietary Data
FL | Large 1 | Storage | Commercial | 300 | 1200 | 1460 | 16.67% | 90% | 90% | 90% | 100% | 100% | 97.5% | 10 | 15 | Orlando, FL | 2022 | NREL ATB: Commercial Battery Storage | LBL Tracking the Sun | DNV Proprietary Data
FL | Medium | Storage | Commercial | 150 | 600 | 1460 | 16.67% | 85% | 85% | 85% | 100% | 100% | 95% | 10 | 15 | Orlando, FL | 2012 | NREL ATB: Commercial Battery Storage | LBL Tracking the Sun | DNV Proprietary Data
FL | Medium | Storage | Commercial | 150 | 600 | 1460 | 16.67% | 86% | 86% | 86% | 100% | 100% | 95% | 10 | 15 | Orlando, FL | 2013 | NREL ATB: Commercial Battery Storage | LBL Tracking the Sun | DNV Proprietary Data
FL | Medium | Storage | Commercial | 150 | 600 | 1460 | 16.67% | 86% | 86% | 86% | 100% | 100% | 96% | 10 | 15 | Orlando, FL | 2014 | NREL ATB: Commercial Battery Storage | LBL Tracking the Sun | DNV Proprietary Data
FL | Medium | Storage | Commercial | 150 | 600 | 1460 | 16.67% | 87% | 87% | 87% | 100% | 100% | 96% | 10 | 15 | Orlando, FL | 2015 | NREL ATB: Commercial Battery Storage | LBL Tracking the Sun | DNV Proprietary Data
FL | Medium | Storage | Commercial | 150 | 600 | 1460 | 16.67% | 87% | 87% | 87% | 100% | 100% | 96% | 10 | 15 | Orlando, FL | 2016 | NREL ATB: Commercial Battery Storage | LBL Tracking the Sun | DNV Proprietary Data
FL | Medium | Storage | Commercial | 150 | 600 | 1460 | 16.67% | 87% | 87% | 87% | 100% | 100% | 96.5% | 10 | 15 | Orlando, FL | 2017 | NREL ATB: Commercial Battery Storage | LBL Tracking the Sun | DNV Proprietary Data
FL | Medium | Storage | Commercial | 150 | 600 | 1460 | 16.67% | 88% | 88% | 88% | 100% | 100% | 96.5% | 10 | 15 | Orlando, FL | 2018 | NREL ATB: Commercial Battery Storage | LBL Tracking the Sun | DNV Proprietary Data
FL | Medium | Storage | Commercial | 150 | 600 | 1460 | 16.67% | 88% | 88% | 88% | 100% | 100% | 97% | 10 | 15 | Orlando, FL | 2019 | NREL ATB: Commercial Battery Storage | LBL Tracking the Sun | DNV Proprietary Data
FL | Medium | Storage | Commercial | 150 | 600 | 1460 | 16.67% | 89% | 89% | 89% | 100% | 100% | 97% | 10 | 15 | Orlando, FL | 2020 | NREL ATB: Commercial Battery Storage | LBL Tracking the Sun | DNV Proprietary Data
FL | Medium | Storage | Commercial | 150 | 600 | 1460 | 16.67% | 90% | 90% | 90% | 100% | 100% | 97.5% | 10 | 15 | Orlando, FL | 2021 | NREL ATB: Commercial Battery Storage | LBL Tracking the Sun | DNV Proprietary Data
FL | Medium | Storage | Commercial | 150 | 600 | 1460 | 16.67% | 90% | 90% | 90% | 100% | 100% | 97.5% | 10 | 15 | Orlando, FL | 2022 | NREL ATB: Commercial Battery Storage | LBL Tracking the Sun | DNV Proprietary Data
FL | Small 1 | Storage | Commercial | 19.9 | 79.6 | 1460 | 16.67% | 85% | 85% | 85% | 100% | 100% | 95% | 10 | 15 | Orlando, FL | 2012 | NREL ATB: Commercial Battery Storage | LBL Tracking the Sun | DNV Proprietary Data
FL | Small 1 | Storage | Commercial | 22 | 88 | 1460 | 16.67% | 86% | 86% | 86% | 100% | 100% | 95% | 10 | 15 | Orlando, FL | 2013 | NREL ATB: Commercial Battery Storage | LBL Tracking the Sun | DNV Proprietary Data
FL | Small 1 | Storage | Commercial | 20.4 | 81.6 | 1460 | 16.67% | 86% | 86% | 86% | 100% | 100% | 96% | 10 | 15 | Orlando, FL | 2014 | NREL ATB: Commercial Battery Storage | LBL Tracking the Sun | DNV Proprietary Data
FL | Small 1 | Storage | Commercial | 19.3 | 77.2 | 1460 | 16.67% | 87% | 87% | 87% | 100% | 100% | 96% | 10 | 15 | Orlando, FL | 2015 | NREL ATB: Commercial Battery Storage | LBL Tracking the Sun | DNV Proprietary Data
FL | Small 1 | Storage | Commercial | 19.5 | 78 | 1460 | 16.67% | 87% | 87% | 87% | 100% | 100% | 96% | 10 | 15 | Orlando, FL | 2016 | NREL ATB: Commercial Battery Storage | LBL Tracking the Sun | DNV Proprietary Data
FL | Small 1 | Storage | Commercial | 22.8 | 91.2 | 1460 | 16.67% | 87% | 87% | 87% | 100% | 100% | 96.5% | 10 | 15 | Orlando, FL | 2017 | NREL ATB: Commercial Battery Storage | LBL Tracking the Sun | DNV Proprietary Data
FL | Small 1 | Storage | Commercial | 23.1 | 92.4 | 1460 | 16.67% | 88% | 88% | 88% | 100% | 100% | 96.5% | 10 | 15 | Orlando, FL | 2018 | NREL ATB: Commercial Battery Storage | LBL Tracking the Sun | DNV Proprietary Data
FL | Small 1 | Storage | Commercial | 22.5 | 90 | 1460 | 16.67% | 88% | 88% | 88% | 100% | 100% | 97% | 10 | 15 | Orlando, FL | 2019 | NREL ATB: Commercial Battery Storage | LBL Tracking the Sun | DNV Proprietary Data
FL | Small 1 | Storage | Commercial | 21.4 | 85.6 | 1460 | 16.67% | 89% | 89% | 89% | 100% | 100% | 97% | 10 | 15 | Orlando, FL | 2020 | NREL ATB: Commercial Battery Storage | LBL Tracking the Sun | DNV Proprietary Data
FL | Small 1 | Storage | Commercial | 19.2 | 76.8 | 1460 | 16.67% | 90% | 90% | 90% | 100% | 100% | 97.5% | 10 | 15 | Orlando, FL | 2021 | NREL ATB: Commercial Battery Storage | LBL Tracking the Sun | DNV Proprietary Data
FL | Small 1 | Storage | Commercial | 20 | 80 | 1460 | 16.67% | 90% | 90% | 90% | 100% | 100% | 97.5% | 10 | 15 | Orlando, FL | 2022 | NREL ATB: Commercial Battery Storage | LBL Tracking the Sun | DNV Proprietary Data
FL | Small 2 | Storage | Commercial | 60 | 240 | 1460 | 16.67% | 85% | 85% | 85% | 100% | 100% | 95% | 10 | 15 | Orlando, FL | 2012 | NREL ATB: Commercial Battery Storage | LBL Tracking the Sun | DNV Proprietary Data
FL | Small 2 | Storage | Commercial | 60 | 240 | 1460 | 16.67% | 86% | 86% | 86% | 100% | 100% | 95% | 10 | 15 | Orlando, FL | 2013 | NREL ATB: Commercial Battery Storage | LBL Tracking the Sun | DNV Proprietary Data
FL | Small 2 | Storage | Commercial | 60 | 240 | 1460 | 16.67% | 86% | 86% | 86% | 100% | 100% | 96% | 10 | 15 | Orlando, FL | 2014 | NREL ATB: Commercial Battery Storage | LBL Tracking the Sun | DNV Proprietary Data
FL | Small 2 | Storage | Commercial | 60 | 240 | 1460 | 16.67% | 87% | 87% | 87% | 100% | 100% | 96% | 10 | 15 | Orlando, FL | 2015 | NREL ATB: Commercial Battery Storage | LBL Tracking the Sun | DNV Proprietary Data
FL | Small 2 | Storage | Commercial | 60 | 240 | 1460 | 16.67% | 87% | 87% | 87% | 100% | 100% | 96% | 10 | 15 | Orlando, FL | 2016 | NREL ATB: Commercial Battery Storage | LBL Tracking the Sun | DNV Proprietary Data
FL | Small 2 | Storage | Commercial | 60 | 240 | 1460 | 16.67% | 87% | 87% | 87% | 100% | 100% | 96.5% | 10 | 15 | Orlando, FL | 2017 | NREL ATB: Commercial Battery Storage | LBL Tracking the Sun | DNV Proprietary Data
FL | Small 2 | Storage | Commercial | 60 | 240 | 1460 | 16.67% | 88% | 88% | 88% | 100% | 100% | 96.5% | 10 | 15 | Orlando, FL | 2018 | NREL ATB: Commercial Battery Storage | LBL Tracking the Sun | DNV Proprietary Data
FL | Small 2 | Storage | Commercial | 60 | 240 | 1460 | 16.67% | 88% | 88% | 88% | 100% | 100% | 97% | 10 | 15 | Orlando, FL | 2019 | NREL ATB: Commercial Battery Storage | LBL Tracking the Sun | DNV Proprietary Data
FL | Small 2 | Storage | Commercial | 60 | 240 | 1460 | 16.67% | 89% | 89% | 89% | 100% | 100% | 97% | 10 | 15 | Orlando, FL | 2020 | NREL ATB: Commercial Battery Storage | LBL Tracking the Sun | DNV Proprietary Data
FL | Small 2 | Storage | Commercial | 60 | 240 | 1460 | 16.67% | 90% | 90% | 90% | 100% | 100% | 97.5% | 10 | 15 | Orlando, FL | 2021 | NREL ATB: Commercial Battery Storage | LBL Tracking the Sun | DNV Proprietary Data
FL | Small 2 | Storage | Commercial | 60 | 240 | 1460 | 16.67% | 90% | 90% | 90% | 100% | 100% | 97.5% | 10 | 15 | Orlando, FL | 2022 | NREL ATB: Commercial Battery Storage | LBL Tracking the Sun | DNV Proprietary Data
GA | Large 1 | Storage | Commercial | 300 | 1200 | 1460 | 16.67% | 85% | 85% | 85% | 100% | 100% | 95% | 10 | 15 | Atlanta, GA | 2012 | NREL ATB: Commercial Battery Storage | LBL Tracking the Sun | DNV Proprietary Data
GA | Large 1 | Storage | Commercial | 300 | 1200 | 1460 | 16.67% | 86% | 86% | 86% | 100% | 100% | 95% | 10 | 15 | Atlanta, GA | 2013 | NREL ATB: Commercial Battery Storage | LBL Tracking the Sun | DNV Proprietary Data
GA | Large 1 | Storage | Commercial | 300 | 1200 | 1460 | 16.67% | 86% | 86% | 86% | 100% | 100% | 96% | 10 | 15 | Atlanta, GA | 2014 | NREL ATB: Commercial Battery Storage | LBL Tracking the Sun | DNV Proprietary Data
GA | Large 1 | Storage | Commercial | 300 | 1200 | 1460 | 16.67% | 87% | 87% | 87% | 100% | 100% | 96% | 10 | 15 | Atlanta, GA | 2015 | NREL ATB: Commercial Battery Storage | LBL Tracking the Sun | DNV Proprietary Data
GA | Large 1 | Storage | Commercial | 300 | 1200 | 1460 | 16.67% | 87% | 87% | 87% | 100% | 100% | 96% | 10 | 15 | Atlanta, GA | 2016 | NREL ATB: Commercial Battery Storage | LBL Tracking the Sun | DNV Proprietary Data
GA | Large 1 | Storage | Commercial | 300 | 1200 | 1460 | 16.67% | 87% | 87% | 87% | 100% | 100% | 96.5% | 10 | 15 | Atlanta, GA | 2017 | NREL ATB: Commercial Battery Storage | LBL Tracking the Sun | DNV Proprietary Data
GA | Large 1 | Storage | Commercial | 300 | 1200 | 1460 | 16.67% | 88% | 88% | 88% | 100% | 100% | 96.5% | 10 | 15 | Atlanta, GA | 2018 | NREL ATB: Commercial Battery Storage | LBL Tracking the Sun | DNV Proprietary Data
GA | Large 1 | Storage | Commercial | 300 | 1200 | 1460 | 16.67% | 88% | 88% | 88% | 100% | 100% | 97% | 10 | 15 | Atlanta, GA | 2019 | NREL ATB: Commercial Battery Storage | LBL Tracking the Sun | DNV Proprietary Data
GA | Large 1 | Storage | Commercial | 300 | 1200 | 1460 | 16.67% | 89% | 89% | 89% | 100% | 100% | 97% | 10 | 15 | Atlanta, GA | 2020 | NREL ATB: Commercial Battery Storage | LBL Tracking the Sun | DNV Proprietary Data
GA | Large 1 | Storage | Commercial | 300 | 1200 | 1460 | 16.67% | 90% | 90% | 90% | 100% | 100% | 97.5% | 10 | 15 | Atlanta, GA | 2021 | NREL ATB: Commercial Battery Storage | LBL Tracking the Sun | DNV Proprietary Data
GA | Large 1 | Storage | Commercial | 300 | 1200 | 1460 | 16.67% | 90% | 90% | 90% | 100% | 100% | 97.5% | 10 | 15 | Atlanta, GA | 2022 | NREL ATB: Commercial Battery Storage | LBL Tracking the Sun | DNV Proprietary Data
GA | Medium | Storage | Commercial | 150 | 600 | 1460 | 16.67% | 85% | 85% | 85% | 100% | 100% | 95% | 10 | 15 | Atlanta, GA | 2012 | NREL ATB: Commercial Battery Storage | LBL Tracking the Sun | DNV Proprietary Data
GA | Medium | Storage | Commercial | 150 | 600 | 1460 | 16.67% | 86% | 86% | 86% | 100% | 100% | 95% | 10 | 15 | Atlanta, GA | 2013 | NREL ATB: Commercial Battery Storage | LBL Tracking the Sun | DNV Proprietary Data
GA | Medium | Storage | Commercial | 150 | 600 | 1460 | 16.67% | 86% | 86% | 86% | 100% | 100% | 96% | 10 | 15 | Atlanta, GA | 2014 | NREL ATB: Commercial Battery Storage | LBL Tracking the Sun | DNV Proprietary Data
GA | Medium | Storage | Commercial | 150 | 600 | 1460 | 16.67% | 87% | 87% | 87% | 100% | 100% | 96% | 10 | 15 | Atlanta, GA | 2015 | NREL ATB: Commercial Battery Storage | LBL Tracking the Sun | DNV Proprietary Data
GA | Medium | Storage | Commercial | 150 | 600 | 1460 | 16.67% | 87% | 87% | 87% | 100% | 100% | 96% | 10 | 15 | Atlanta, GA | 2016 | NREL ATB: Commercial Battery Storage | LBL Tracking the Sun | DNV Proprietary Data
GA | Medium | Storage | Commercial | 150 | 600 | 1460 | 16.67% | 87% | 87% | 87% | 100% | 100% | 96.5% | 10 | 15 | Atlanta, GA | 2017 | NREL ATB: Commercial Battery Storage | LBL Tracking the Sun | DNV Proprietary Data
GA | Medium | Storage | Commercial | 150 | 600 | 1460 | 16.67% | 88% | 88% | 88% | 100% | 100% | 96.5% | 10 | 15 | Atlanta, GA | 2018 | NREL ATB: Commercial Battery Storage | LBL Tracking the Sun | DNV Proprietary Data
GA | Medium | Storage | Commercial | 150 | 600 | 1460 | 16.67% | 88% | 88% | 88% | 100% | 100% | 97% | 10 | 15 | Atlanta, GA | 2019 | NREL ATB: Commercial Battery Storage | LBL Tracking the Sun | DNV Proprietary Data
GA | Medium | Storage | Commercial | 150 | 600 | 1460 | 16.67% | 89% | 89% | 89% | 100% | 100% | 97% | 10 | 15 | Atlanta, GA | 2020 | NREL ATB: Commercial Battery Storage | LBL Tracking the Sun | DNV Proprietary Data
GA | Medium | Storage | Commercial | 150 | 600 | 1460 | 16.67% | 90% | 90% | 90% | 100% | 100% | 97.5% | 10 | 15 | Atlanta, GA | 2021 | NREL ATB: Commercial Battery Storage | LBL Tracking the Sun | DNV Proprietary Data
GA | Medium | Storage | Commercial | 150 | 600 | 1460 | 16.67% | 90% | 90% | 90% | 100% | 100% | 97.5% | 10 | 15 | Atlanta, GA | 2022 | NREL ATB: Commercial Battery Storage | LBL Tracking the Sun | DNV Proprietary Data
GA | Small 1 | Storage | Commercial | 19.9 | 79.6 | 1460 | 16.67% | 85% | 85% | 85% | 100% | 100% | 95% | 10 | 15 | Atlanta, GA | 2012 | NREL ATB: Commercial Battery Storage | LBL Tracking the Sun | DNV Proprietary Data
GA | Small 1 | Storage | Commercial | 22 | 88 | 1460 | 16.67% | 86% | 86% | 86% | 100% | 100% | 95% | 10 | 15 | Atlanta, GA | 2013 | NREL ATB: Commercial Battery Storage | LBL Tracking the Sun | DNV Proprietary Data
GA | Small 1 | Storage | Commercial | 20.4 | 81.6 | 1460 | 16.67% | 86% | 86% | 86% | 100% | 100% | 96% | 10 | 15 | Atlanta, GA | 2014 | NREL ATB: Commercial Battery Storage | LBL Tracking the Sun | DNV Proprietary Data
GA | Small 1 | Storage | Commercial | 19.3 | 77.2 | 1460 | 16.67% | 87% | 87% | 87% | 100% | 100% | 96% | 10 | 15 | Atlanta, GA | 2015 | NREL ATB: Commercial Battery Storage | LBL Tracking the Sun | DNV Proprietary Data
GA | Small 1 | Storage | Commercial | 19.5 | 78 | 1460 | 16.67% | 87% | 87% | 87% | 100% | 100% | 96% | 10 | 15 | Atlanta, GA | 2016 | NREL ATB: Commercial Battery Storage | LBL Tracking the Sun | DNV Proprietary Data
GA | Small 1 | Storage | Commercial | 22.8 | 91.2 | 1460 | 16.67% | 87% | 87% | 87% | 100% | 100% | 96.5% | 10 | 15 | Atlanta, GA | 2017 | NREL ATB: Commercial Battery Storage | LBL Tracking the Sun | DNV Proprietary Data
GA | Small 1 | Storage | Commercial | 23.1 | 92.4 | 1460 | 16.67% | 88% | 88% | 88% | 100% | 100% | 96.5% | 10 | 15 | Atlanta, GA | 2018 | NREL ATB: Commercial Battery Storage | LBL Tracking the Sun | DNV Proprietary Data
GA | Small 1 | Storage | Commercial | 22.5 | 90 | 1460 | 16.67% | 88% | 88% | 88% | 100% | 100% | 97% | 10 | 15 | Atlanta, GA | 2019 | NREL ATB: Commercial Battery Storage | LBL Tracking the Sun | DNV Proprietary Data
GA | Small 1 | Storage | Commercial | 21.4 | 85.6 | 1460 | 16.67% | 89% | 89% | 89% | 100% | 100% | 97% | 10 | 15 | Atlanta, GA | 2020 | NREL ATB: Commercial Battery Storage | LBL Tracking the Sun | DNV Proprietary Data
GA | Small 1 | Storage | Commercial | 19.2 | 76.8 | 1460 | 16.67% | 90% | 90% | 90% | 100% | 100% | 97.5% | 10 | 15 | Atlanta, GA | 2021 | NREL ATB: Commercial Battery Storage | LBL Tracking the Sun | DNV Proprietary Data
GA | Small 1 | Storage | Commercial | 20 | 80 | 1460 | 16.67% | 90% | 90% | 90% | 100% | 100% | 97.5% | 10 | 15 | Atlanta, GA | 2022 | NREL ATB: Commercial Battery Storage | LBL Tracking the Sun | DNV Proprietary Data
GA | Small 2 | Storage | Commercial | 60 | 240 | 1460 | 16.67% | 85% | 85% | 85% | 100% | 100% | 95% | 10 | 15 | Atlanta, GA | 2012 | NREL ATB: Commercial Battery Storage | LBL Tracking the Sun | DNV Proprietary Data
GA | Small 2 | Storage | Commercial | 60 | 240 | 1460 | 16.67% | 86% | 86% | 86% | 100% | 100% | 95% | 10 | 15 | Atlanta, GA | 2013 | NREL ATB: Commercial Battery Storage | LBL Tracking the Sun | DNV Proprietary Data
GA | Small 2 | Storage | Commercial | 60 | 240 | 1460 | 16.67% | 86% | 86% | 86% | 100% | 100% | 96% | 10 | 15 | Atlanta, GA | 2014 | NREL ATB: Commercial Battery Storage | LBL Tracking the Sun | DNV Proprietary Data
GA | Small 2 | Storage | Commercial | 60 | 240 | 1460 | 16.67% | 87% | 87% | 87% | 100% | 100% | 96% | 10 | 15 | Atlanta, GA | 2015 | NREL ATB: Commercial Battery Storage | LBL Tracking the Sun | DNV Proprietary Data
GA | Small 2 | Storage | Commercial | 60 | 240 | 1460 | 16.67% | 87% | 87% | 87% | 100% | 100% | 96% | 10 | 15 | Atlanta, GA | 2016 | NREL ATB: Commercial Battery Storage | LBL Tracking the Sun | DNV Proprietary Data
GA | Small 2 | Storage | Commercial | 60 | 240 | 1460 | 16.67% | 87% | 87% | 87% | 100% | 100% | 96.5% | 10 | 15 | Atlanta, GA | 2017 | NREL ATB: Commercial Battery Storage | LBL Tracking the Sun | DNV Proprietary Data
GA | Small 2 | Storage | Commercial | 60 | 240 | 1460 | 16.67% | 88% | 88% | 88% | 100% | 100% | 96.5% | 10 | 15 | Atlanta, GA | 2018 | NREL ATB: Commercial Battery Storage | LBL Tracking the Sun | DNV Proprietary Data
GA | Small 2 | Storage | Commercial | 60 | 240 | 1460 | 16.67% | 88% | 88% | 88% | 100% | 100% | 97% | 10 | 15 | Atlanta, GA | 2019 | NREL ATB: Commercial Battery Storage | LBL Tracking the Sun | DNV Proprietary Data
GA | Small 2 | Storage | Commercial | 60 | 240 | 1460 | 16.67% | 89% | 89% | 89% | 100% | 100% | 97% | 10 | 15 | Atlanta, GA | 2020 | NREL ATB: Commercial Battery Storage | LBL Tracking the Sun | DNV Proprietary Data
GA | Small 2 | Storage | Commercial | 60 | 240 | 1460 | 16.67% | 90% | 90% | 90% | 100% | 100% | 97.5% | 10 | 15 | Atlanta, GA | 2021 | NREL ATB: Commercial Battery Storage | LBL Tracking the Sun | DNV Proprietary Data
GA | Small 2 | Storage | Commercial | 60 | 240 | 1460 | 16.67% | 90% | 90% | 90% | 100% | 100% | 97.5% | 10 | 15 | Atlanta, GA | 2022 | NREL ATB: Commercial Battery Storage | LBL Tracking the Sun | DNV Proprietary Data
HI | Large 1 | Storage | Commercial | 300 | 1200 | 1460 | 16.67% | 85% | 85% | 85% | 100% | 100% | 95% | 10 | 15 | Honolulu, HI | 2012 | NREL ATB: Commercial Battery Storage | LBL Tracking the Sun | DNV Proprietary Data
HI | Large 1 | Storage | Commercial | 300 | 1200 | 1460 | 16.67% | 86% | 86% | 86% | 100% | 100% | 95% | 10 | 15 | Honolulu, HI | 2013 | NREL ATB: Commercial Battery Storage | LBL Tracking the Sun | DNV Proprietary Data
HI | Large 1 | Storage | Commercial | 300 | 1200 | 1460 | 16.67% | 86% | 86% | 86% | 100% | 100% | 96% | 10 | 15 | Honolulu, HI | 2014 | NREL ATB: Commercial Battery Storage | LBL Tracking the Sun | DNV Proprietary Data
HI | Large 1 | Storage | Commercial | 300 | 1200 | 1460 | 16.67% | 87% | 87% | 87% | 100% | 100% | 96% | 10 | 15 | Honolulu, HI | 2015 | NREL ATB: Commercial Battery Storage | LBL Tracking the Sun | DNV Proprietary Data
HI | Large 1 | Storage | Commercial | 300 | 1200 | 1460 | 16.67% | 87% | 87% | 87% | 100% | 100% | 96% | 10 | 15 | Honolulu, HI | 2016 | NREL ATB: Commercial Battery Storage | LBL Tracking the Sun | DNV Proprietary Data
HI | Large 1 | Storage | Commercial | 300 | 1200 | 1460 | 16.67% | 87% | 87% | 87% | 100% | 100% | 96.5% | 10 | 15 | Honolulu, HI | 2017 | NREL ATB: Commercial Battery Storage | LBL Tracking the Sun | DNV Proprietary Data
HI | Large 1 | Storage | Commercial | 300 | 1200 | 1460 | 16.67% | 88% | 88% | 88% | 100% | 100% | 96.5% | 10 | 15 | Honolulu, HI | 2018 | NREL ATB: Commercial Battery Storage | LBL Tracking the Sun | DNV Proprietary Data
HI | Large 1 | Storage | Commercial | 300 | 1200 | 1460 | 16.67% | 88% | 88% | 88% | 100% | 100% | 97% | 10 | 15 | Honolulu, HI | 2019 | NREL ATB: Commercial Battery Storage | LBL Tracking the Sun | DNV Proprietary Data
HI | Large 1 | Storage | Commercial | 300 | 1200 | 1460 | 16.67% | 89% | 89% | 89% | 100% | 100% | 97% | 10 | 15 | Honolulu, HI | 2020 | NREL ATB: Commercial Battery Storage | LBL Tracking the Sun | DNV Proprietary Data
HI | Large 1 | Storage | Commercial | 300 | 1200 | 1460 | 16.67% | 90% | 90% | 90% | 100% | 100% | 97.5% | 10 | 15 | Honolulu, HI | 2021 | NREL ATB: Commercial Battery Storage | LBL Tracking the Sun | DNV Proprietary Data
HI | Large 1 | Storage | Commercial | 300 | 1200 | 1460 | 16.67% | 90% | 90% | 90% | 100% | 100% | 97.5% | 10 | 15 | Honolulu, HI | 2022 | NREL ATB: Commercial Battery Storage | LBL Tracking the Sun | DNV Proprietary Data
HI | Medium | Storage | Commercial | 150 | 600 | 1460 | 16.67% | 85% | 85% | 85% | 100% | 100% | 95% | 10 | 15 | Honolulu, HI | 2012 | NREL ATB: Commercial Battery Storage | LBL Tracking the Sun | DNV Proprietary Data
HI | Medium | Storage | Commercial | 150 | 600 | 1460 | 16.67% | 86% | 86% | 86% | 100% | 100% | 95% | 10 | 15 | Honolulu, HI | 2013 | NREL ATB: Commercial Battery Storage | LBL Tracking the Sun | DNV Proprietary Data
HI | Medium | Storage | Commercial | 150 | 600 | 1460 | 16.67% | 86% | 86% | 86% | 100% | 100% | 96% | 10 | 15 | Honolulu, HI | 2014 | NREL ATB: Commercial Battery Storage | LBL Tracking the Sun | DNV Proprietary Data
HI | Medium | Storage | Commercial | 150 | 600 | 1460 | 16.67% | 87% | 87% | 87% | 100% | 100% | 96% | 10 | 15 | Honolulu, HI | 2015 | NREL ATB: Commercial Battery Storage | LBL Tracking the Sun | DNV Proprietary Data
HI | Medium | Storage | Commercial | 150 | 600 | 1460 | 16.67% | 87% | 87% | 87% | 100% | 100% | 96% | 10 | 15 | Honolulu, HI | 2016 | NREL ATB: Commercial Battery Storage | LBL Tracking the Sun | DNV Proprietary Data
HI | Medium | Storage | Commercial | 150 | 600 | 1460 | 16.67% | 87% | 87% | 87% | 100% | 100% | 96.5% | 10 | 15 | Honolulu, HI | 2017 | NREL ATB: Commercial Battery Storage | LBL Tracking the Sun | DNV Proprietary Data
HI | Medium | Storage | Commercial | 150 | 600 | 1460 | 16.67% | 88% | 88% | 88% | 100% | 100% | 96.5% | 10 | 15 | Honolulu, HI | 2018 | NREL ATB: Commercial Battery Storage | LBL Tracking the Sun | DNV Proprietary Data
HI | Medium | Storage | Commercial | 150 | 600 | 1460 | 16.67% | 88% | 88% | 88% | 100% | 100% | 97% | 10 | 15 | Honolulu, HI | 2019 | NREL ATB: Commercial Battery Storage | LBL Tracking the Sun | DNV Proprietary Data
HI | Medium | Storage | Commercial | 150 | 600 | 1460 | 16.67% | 89% | 89% | 89% | 100% | 100% | 97% | 10 | 15 | Honolulu, HI | 2020 | NREL ATB: Commercial Battery Storage | LBL Tracking the Sun | DNV Proprietary Data
HI | Medium | Storage | Commercial | 150 | 600 | 1460 | 16.67% | 90% | 90% | 90% | 100% | 100% | 97.5% | 10 | 15 | Honolulu, HI | 2021 | NREL ATB: Commercial Battery Storage | LBL Tracking the Sun | DNV Proprietary Data
HI | Medium | Storage | Commercial | 150 | 600 | 1460 | 16.67% | 90% | 90% | 90% | 100% | 100% | 97.5% | 10 | 15 | Honolulu, HI | 2022 | NREL ATB: Commercial Battery Storage | LBL Tracking the Sun | DNV Proprietary Data
HI | Small 1 | Storage | Commercial | 19.9 | 79.6 | 1460 | 16.67% | 85% | 85% | 85% | 100% | 100% | 95% | 10 | 15 | Honolulu, HI | 2012 | NREL ATB: Commercial Battery Storage | LBL Tracking the Sun | DNV Proprietary Data
HI | Small 1 | Storage | Commercial | 22 | 88 | 1460 | 16.67% | 86% | 86% | 86% | 100% | 100% | 95% | 10 | 15 | Honolulu, HI | 2013 | NREL ATB: Commercial Battery Storage | LBL Tracking the Sun | DNV Proprietary Data
HI | Small 1 | Storage | Commercial | 20.4 | 81.6 | 1460 | 16.67% | 86% | 86% | 86% | 100% | 100% | 96% | 10 | 15 | Honolulu, HI | 2014 | NREL ATB: Commercial Battery Storage | LBL Tracking the Sun | DNV Proprietary Data
HI | Small 1 | Storage | Commercial | 19.3 | 77.2 | 1460 | 16.67% | 87% | 87% | 87% | 100% | 100% | 96% | 10 | 15 | Honolulu, HI | 2015 | NREL ATB: Commercial Battery Storage | LBL Tracking the Sun | DNV Proprietary Data
HI | Small 1 | Storage | Commercial | 19.5 | 78 | 1460 | 16.67% | 87% | 87% | 87% | 100% | 100% | 96% | 10 | 15 | Honolulu, HI | 2016 | NREL ATB: Commercial Battery Storage | LBL Tracking the Sun | DNV Proprietary Data
HI | Small 1 | Storage | Commercial | 22.8 | 91.2 | 1460 | 16.67% | 87% | 87% | 87% | 100% | 100% | 96.5% | 10 | 15 | Honolulu, HI | 2017 | NREL ATB: Commercial Battery Storage | LBL Tracking the Sun | DNV Proprietary Data
HI | Small 1 | Storage | Commercial | 23.1 | 92.4 | 1460 | 16.67% | 88% | 88% | 88% | 100% | 100% | 96.5% | 10 | 15 | Honolulu, HI | 2018 | NREL ATB: Commercial Battery Storage | LBL Tracking the Sun | DNV Proprietary Data
HI | Small 1 | Storage | Commercial | 22.5 | 90 | 1460 | 16.67% | 88% | 88% | 88% | 100% | 100% | 97% | 10 | 15 | Honolulu, HI | 2019 | NREL ATB: Commercial Battery Storage | LBL Tracking the Sun | DNV Proprietary Data
HI | Small 1 | Storage | Commercial | 21.4 | 85.6 | 1460 | 16.67% | 89% | 89% | 89% | 100% | 100% | 97% | 10 | 15 | Honolulu, HI | 2020 | NREL ATB: Commercial Battery Storage | LBL Tracking the Sun | DNV Proprietary Data
HI | Small 1 | Storage | Commercial | 19.2 | 76.8 | 1460 | 16.67% | 90% | 90% | 90% | 100% | 100% | 97.5% | 10 | 15 | Honolulu, HI | 2021 | NREL ATB: Commercial Battery Storage | LBL Tracking the Sun | DNV Proprietary Data
HI | Small 1 | Storage | Commercial | 20 | 80 | 1460 | 16.67% | 90% | 90% | 90% | 100% | 100% | 97.5% | 10 | 15 | Honolulu, HI | 2022 | NREL ATB: Commercial Battery Storage | LBL Tracking the Sun | DNV Proprietary Data
HI | Small 2 | Storage | Commercial | 60 | 240 | 1460 | 16.67% | 85% | 85% | 85% | 100% | 100% | 95% | 10 | 15 | Honolulu, HI | 2012 | NREL ATB: Commercial Battery Storage | LBL Tracking the Sun | DNV Proprietary Data
HI | Small 2 | Storage | Commercial | 60 | 240 | 1460 | 16.67% | 86% | 86% | 86% | 100% | 100% | 95% | 10 | 15 | Honolulu, HI | 2013 | NREL ATB: Commercial Battery Storage | LBL Tracking the Sun | DNV Proprietary Data
HI | Small 2 | Storage | Commercial | 60 | 240 | 1460 | 16.67% | 86% | 86% | 86% | 100% | 100% | 96% | 10 | 15 | Honolulu, HI | 2014 | NREL ATB: Commercial Battery Storage | LBL Tracking the Sun | DNV Proprietary Data
HI | Small 2 | Storage | Commercial | 60 | 240 | 1460 | 16.67% | 87% | 87% | 87% | 100% | 100% | 96% | 10 | 15 | Honolulu, HI | 2015 | NREL ATB: Commercial Battery Storage | LBL Tracking the Sun | DNV Proprietary Data
HI | Small 2 | Storage | Commercial | 60 | 240 | 1460 | 16.67% | 87% | 87% | 87% | 100% | 100% | 96% | 10 | 15 | Honolulu, HI | 2016 | NREL ATB: Commercial Battery Storage | LBL Tracking the Sun | DNV Proprietary Data
HI | Small 2 | Storage | Commercial | 60 | 240 | 1460 | 16.67% | 87% | 87% | 87% | 100% | 100% | 96.5% | 10 | 15 | Honolulu, HI | 2017 | NREL ATB: Commercial Battery Storage | LBL Tracking the Sun | DNV Proprietary Data
HI | Small 2 | Storage | Commercial | 60 | 240 | 1460 | 16.67% | 88% | 88% | 88% | 100% | 100% | 96.5% | 10 | 15 | Honolulu, HI | 2018 | NREL ATB: Commercial Battery Storage | LBL Tracking the Sun | DNV Proprietary Data
HI | Small 2 | Storage | Commercial | 60 | 240 | 1460 | 16.67% | 88% | 88% | 88% | 100% | 100% | 97% | 10 | 15 | Honolulu, HI | 2019 | NREL ATB: Commercial Battery Storage | LBL Tracking the Sun | DNV Proprietary Data
HI | Small 2 | Storage | Commercial | 60 | 240 | 1460 | 16.67% | 89% | 89% | 89% | 100% | 100% | 97% | 10 | 15 | Honolulu, HI | 2020 | NREL ATB: Commercial Battery Storage | LBL Tracking the Sun | DNV Proprietary Data
HI | Small 2 | Storage | Commercial | 60 | 240 | 1460 | 16.67% | 90% | 90% | 90% | 100% | 100% | 97.5% | 10 | 15 | Honolulu, HI | 2021 | NREL ATB: Commercial Battery Storage | LBL Tracking the Sun | DNV Proprietary Data
HI | Small 2 | Storage | Commercial | 60 | 240 | 1460 | 16.67% | 90% | 90% | 90% | 100% | 100% | 97.5% | 10 | 15 | Honolulu, HI | 2022 | NREL ATB: Commercial Battery Storage | LBL Tracking the Sun | DNV Proprietary Data
IA | Large 1 | Storage | Commercial | 300 | 1200 | 1460 | 16.67% | 85% | 85% | 85% | 100% | 100% | 95% | 10 | 15 | Des Moines, IA | 2012 | NREL ATB: Commercial Battery Storage | LBL Tracking the Sun | DNV Proprietary Data
IA | Large 1 | Storage | Commercial | 300 | 1200 | 1460 | 16.67% | 86% | 86% | 86% | 100% | 100% | 95% | 10 | 15 | Des Moines, IA | 2013 | NREL ATB: Commercial Battery Storage | LBL Tracking the Sun | DNV Proprietary Data
IA | Large 1 | Storage | Commercial | 300 | 1200 | 1460 | 16.67% | 86% | 86% | 86% | 100% | 100% | 96% | 10 | 15 | Des Moines, IA | 2014 | NREL ATB: Commercial Battery Storage | LBL Tracking the Sun | DNV Proprietary Data
IA | Large 1 | Storage | Commercial | 300 | 1200 | 1460 | 16.67% | 87% | 87% | 87% | 100% | 100% | 96% | 10 | 15 | Des Moines, IA | 2015 | NREL ATB: Commercial Battery Storage | LBL Tracking the Sun | DNV Proprietary Data
IA | Large 1 | Storage | Commercial | 300 | 1200 | 1460 | 16.67% | 87% | 87% | 87% | 100% | 100% | 96% | 10 | 15 | Des Moines, IA | 2016 | NREL ATB: Commercial Battery Storage | LBL Tracking the Sun | DNV Proprietary Data
IA | Large 1 | Storage | Commercial | 300 | 1200 | 1460 | 16.67% | 87% | 87% | 87% | 100% | 100% | 96.5% | 10 | 15 | Des Moines, IA | 2017 | NREL ATB: Commercial Battery Storage | LBL Tracking the Sun | DNV Proprietary Data
IA | Large 1 | Storage | Commercial | 300 | 1200 | 1460 | 16.67% | 88% | 88% | 88% | 100% | 100% | 96.5% | 10 | 15 | Des Moines, IA | 2018 | NREL ATB: Commercial Battery Storage | LBL Tracking the Sun | DNV Proprietary Data
IA | Large 1 | Storage | Commercial | 300 | 1200 | 1460 | 16.67% | 88% | 88% | 88% | 100% | 100% | 97% | 10 | 15 | Des Moines, IA | 2019 | NREL ATB: Commercial Battery Storage | LBL Tracking the Sun | DNV Proprietary Data
IA | Large 1 | Storage | Commercial | 300 | 1200 | 1460 | 16.67% | 89% | 89% | 89% | 100% | 100% | 97% | 10 | 15 | Des Moines, IA | 2020 | NREL ATB: Commercial Battery Storage | LBL Tracking the Sun | DNV Proprietary Data
IA | Large 1 | Storage | Commercial | 300 | 1200 | 1460 | 16.67% | 90% | 90% | 90% | 100% | 100% | 97.5% | 10 | 15 | Des Moines, IA | 2021 | NREL ATB: Commercial Battery Storage | LBL Tracking the Sun | DNV Proprietary Data
IA | Large 1 | Storage | Commercial | 300 | 1200 | 1460 | 16.67% | 90% | 90% | 90% | 100% | 100% | 97.5% | 10 | 15 | Des Moines, IA | 2022 | NREL ATB: Commercial Battery Storage | LBL Tracking the Sun | DNV Proprietary Data
IA | Medium | Storage | Commercial | 150 | 600 | 1460 | 16.67% | 85% | 85% | 85% | 100% | 100% | 95% | 10 | 15 | Des Moines, IA | 2012 | NREL ATB: Commercial Battery Storage | LBL Tracking the Sun | DNV Proprietary Data
IA | Medium | Storage | Commercial | 150 | 600 | 1460 | 16.67% | 86% | 86% | 86% | 100% | 100% | 95% | 10 | 15 | Des Moines, IA | 2013 | NREL ATB: Commercial Battery Storage | LBL Tracking the Sun | DNV Proprietary Data
IA | Medium | Storage | Commercial | 150 | 600 | 1460 | 16.67% | 86% | 86% | 86% | 100% | 100% | 96% | 10 | 15 | Des Moines, IA | 2014 | NREL ATB: Commercial Battery Storage | LBL Tracking the Sun | DNV Proprietary Data
IA | Medium | Storage | Commercial | 150 | 600 | 1460 | 16.67% | 87% | 87% | 87% | 100% | 100% | 96% | 10 | 15 | Des Moines, IA | 2015 | NREL ATB: Commercial Battery Storage | LBL Tracking the Sun | DNV Proprietary Data
IA | Medium | Storage | Commercial | 150 | 600 | 1460 | 16.67% | 87% | 87% | 87% | 100% | 100% | 96% | 10 | 15 | Des Moines, IA | 2016 | NREL ATB: Commercial Battery Storage | LBL Tracking the Sun | DNV Proprietary Data
IA | Medium | Storage | Commercial | 150 | 600 | 1460 | 16.67% | 87% | 87% | 87% | 100% | 100% | 96.5% | 10 | 15 | Des Moines, IA | 2017 | NREL ATB: Commercial Battery Storage | LBL Tracking the Sun | DNV Proprietary Data
IA | Medium | Storage | Commercial | 150 | 600 | 1460 | 16.67% | 88% | 88% | 88% | 100% | 100% | 96.5% | 10 | 15 | Des Moines, IA | 2018 | NREL ATB: Commercial Battery Storage | LBL Tracking the Sun | DNV Proprietary Data
IA | Medium | Storage | Commercial | 150 | 600 | 1460 | 16.67% | 88% | 88% | 88% | 100% | 100% | 97% | 10 | 15 | Des Moines, IA | 2019 | NREL ATB: Commercial Battery Storage | LBL Tracking the Sun | DNV Proprietary Data
IA | Medium | Storage | Commercial | 150 | 600 | 1460 | 16.67% | 89% | 89% | 89% | 100% | 100% | 97% | 10 | 15 | Des Moines, IA | 2020 | NREL ATB: Commercial Battery Storage | LBL Tracking the Sun | DNV Proprietary Data
IA | Medium | Storage | Commercial | 150 | 600 | 1460 | 16.67% | 90% | 90% | 90% | 100% | 100% | 97.5% | 10 | 15 | Des Moines, IA | 2021 | NREL ATB: Commercial Battery Storage | LBL Tracking the Sun | DNV Proprietary Data
IA | Medium | Storage | Commercial | 150 | 600 | 1460 | 16.67% | 90% | 90% | 90% | 100% | 100% | 97.5% | 10 | 15 | Des Moines, IA | 2022 | NREL ATB: Commercial Battery Storage | LBL Tracking the Sun | DNV Proprietary Data
IA | Small 1 | Storage | Commercial | 19.9 | 79.6 | 1460 | 16.67% | 85% | 85% | 85% | 100% | 100% | 95% | 10 | 15 | Des Moines, IA | 2012 | NREL ATB: Commercial Battery Storage | LBL Tracking the Sun | DNV Proprietary Data
IA | Small 1 | Storage | Commercial | 22 | 88 | 1460 | 16.67% | 86% | 86% | 86% | 100% | 100% | 95% | 10 | 15 | Des Moines, IA | 2013 | NREL ATB: Commercial Battery Storage | LBL Tracking the Sun | DNV Proprietary Data
IA | Small 1 | Storage | Commercial | 20.4 | 81.6 | 1460 | 16.67% | 86% | 86% | 86% | 100% | 100% | 96% | 10 | 15 | Des Moines, IA | 2014 | NREL ATB: Commercial Battery Storage | LBL Tracking the Sun | DNV Proprietary Data
IA | Small 1 | Storage | Commercial | 19.3 | 77.2 | 1460 | 16.67% | 87% | 87% | 87% | 100% | 100% | 96% | 10 | 15 | Des Moines, IA | 2015 | NREL ATB: Commercial Battery Storage | LBL Tracking the Sun | DNV Proprietary Data
IA | Small 1 | Storage | Commercial | 19.5 | 78 | 1460 | 16.67% | 87% | 87% | 87% | 100% | 100% | 96% | 10 | 15 | Des Moines, IA | 2016 | NREL ATB: Commercial Battery Storage | LBL Tracking the Sun | DNV Proprietary Data
IA | Small 1 | Storage | Commercial | 22.8 | 91.2 | 1460 | 16.67% | 87% | 87% | 87% | 100% | 100% | 96.5% | 10 | 15 | Des Moines, IA | 2017 | NREL ATB: Commercial Battery Storage | LBL Tracking the Sun | DNV Proprietary Data
IA | Small 1 | Storage | Commercial | 23.1 | 92.4 | 1460 | 16.67% | 88% | 88% | 88% | 100% | 100% | 96.5% | 10 | 15 | Des Moines, IA | 2018 | NREL ATB: Commercial Battery Storage | LBL Tracking the Sun | DNV Proprietary Data
IA | Small 1 | Storage | Commercial | 22.5 | 90 | 1460 | 16.67% | 88% | 88% | 88% | 100% | 100% | 97% | 10 | 15 | Des Moines, IA | 2019 | NREL ATB: Commercial Battery Storage | LBL Tracking the Sun | DNV Proprietary Data
IA | Small 1 | Storage | Commercial | 21.4 | 85.6 | 1460 | 16.67% | 89% | 89% | 89% | 100% | 100% | 97% | 10 | 15 | Des Moines, IA | 2020 | NREL ATB: Commercial Battery Storage | LBL Tracking the Sun | DNV Proprietary Data
IA | Small 1 | Storage | Commercial | 19.2 | 76.8 | 1460 | 16.67% | 90% | 90% | 90% | 100% | 100% | 97.5% | 10 | 15 | Des Moines, IA | 2021 | NREL ATB: Commercial Battery Storage | LBL Tracking the Sun | DNV Proprietary Data
IA | Small 1 | Storage | Commercial | 20 | 80 | 1460 | 16.67% | 90% | 90% | 90% | 100% | 100% | 97.5% | 10 | 15 | Des Moines, IA | 2022 | NREL ATB: Commercial Battery Storage | LBL Tracking the Sun | DNV Proprietary Data
IA | Small 2 | Storage | Commercial | 60 | 240 | 1460 | 16.67% | 85% | 85% | 85% | 100% | 100% | 95% | 10 | 15 | Des Moines, IA | 2012 | NREL ATB: Commercial Battery Storage | LBL Tracking the Sun | DNV Proprietary Data
IA | Small 2 | Storage | Commercial | 60 | 240 | 1460 | 16.67% | 86% | 86% | 86% | 100% | 100% | 95% | 10 | 15 | Des Moines, IA | 2013 | NREL ATB: Commercial Battery Storage | LBL Tracking the Sun | DNV Proprietary Data
IA | Small 2 | Storage | Commercial | 60 | 240 | 1460 | 16.67% | 86% | 86% | 86% | 100% | 100% | 96% | 10 | 15 | Des Moines, IA | 2014 | NREL ATB: Commercial Battery Storage | LBL Tracking the Sun | DNV Proprietary Data
IA | Small 2 | Storage | Commercial | 60 | 240 | 1460 | 16.67% | 87% | 87% | 87% | 100% | 100% | 96% | 10 | 15 | Des Moines, IA | 2015 | NREL ATB: Commercial Battery Storage | LBL Tracking the Sun | DNV Proprietary Data
IA | Small 2 | Storage | Commercial | 60 | 240 | 1460 | 16.67% | 87% | 87% | 87% | 100% | 100% | 96% | 10 | 15 | Des Moines, IA | 2016 | NREL ATB: Commercial Battery Storage | LBL Tracking the Sun | DNV Proprietary Data
IA | Small 2 | Storage | Commercial | 60 | 240 | 1460 | 16.67% | 87% | 87% | 87% | 100% | 100% | 96.5% | 10 | 15 | Des Moines, IA | 2017 | NREL ATB: Commercial Battery Storage | LBL Tracking the Sun | DNV Proprietary Data
IA | Small 2 | Storage | Commercial | 60 | 240 | 1460 | 16.67% | 88% | 88% | 88% | 100% | 100% | 96.5% | 10 | 15 | Des Moines, IA | 2018 | NREL ATB: Commercial Battery Storage | LBL Tracking the Sun | DNV Proprietary Data
IA | Small 2 | Storage | Commercial | 60 | 240 | 1460 | 16.67% | 88% | 88% | 88% | 100% | 100% | 97% | 10 | 15 | Des Moines, IA | 2019 | NREL ATB: Commercial Battery Storage | LBL Tracking the Sun | DNV Proprietary Data
IA | Small 2 | Storage | Commercial | 60 | 240 | 1460 | 16.67% | 89% | 89% | 89% | 100% | 100% | 97% | 10 | 15 | Des Moines, IA | 2020 | NREL ATB: Commercial Battery Storage | LBL Tracking the Sun | DNV Proprietary Data
IA | Small 2 | Storage | Commercial | 60 | 240 | 1460 | 16.67% | 90% | 90% | 90% | 100% | 100% | 97.5% | 10 | 15 | Des Moines, IA | 2021 | NREL ATB: Commercial Battery Storage | LBL Tracking the Sun | DNV Proprietary Data
IA | Small 2 | Storage | Commercial | 60 | 240 | 1460 | 16.67% | 90% | 90% | 90% | 100% | 100% | 97.5% | 10 | 15 | Des Moines, IA | 2022 | NREL ATB: Commercial Battery Storage | LBL Tracking the Sun | DNV Proprietary Data
ID | Large 1 | Storage | Commercial | 300 | 1200 | 1460 | 16.67% | 85% | 85% | 85% | 100% | 100% | 95% | 10 | 15 | Boise, ID | 2012 | NREL ATB: Commercial Battery Storage | LBL Tracking the Sun | DNV Proprietary Data
ID | Large 1 | Storage | Commercial | 300 | 1200 | 1460 | 16.67% | 86% | 86% | 86% | 100% | 100% | 95% | 10 | 15 | Boise, ID | 2013 | NREL ATB: Commercial Battery Storage | LBL Tracking the Sun | DNV Proprietary Data
ID | Large 1 | Storage | Commercial | 300 | 1200 | 1460 | 16.67% | 86% | 86% | 86% | 100% | 100% | 96% | 10 | 15 | Boise, ID | 2014 | NREL ATB: Commercial Battery Storage | LBL Tracking the Sun | DNV Proprietary Data
ID | Large 1 | Storage | Commercial | 300 | 1200 | 1460 | 16.67% | 87% | 87% | 87% | 100% | 100% | 96% | 10 | 15 | Boise, ID | 2015 | NREL ATB: Commercial Battery Storage | LBL Tracking the Sun | DNV Proprietary Data
ID | Large 1 | Storage | Commercial | 300 | 1200 | 1460 | 16.67% | 87% | 87% | 87% | 100% | 100% | 96% | 10 | 15 | Boise, ID | 2016 | NREL ATB: Commercial Battery Storage | LBL Tracking the Sun | DNV Proprietary Data
ID | Large 1 | Storage | Commercial | 300 | 1200 | 1460 | 16.67% | 87% | 87% | 87% | 100% | 100% | 96.5% | 10 | 15 | Boise, ID | 2017 | NREL ATB: Commercial Battery Storage | LBL Tracking the Sun | DNV Proprietary Data
ID | Large 1 | Storage | Commercial | 300 | 1200 | 1460 | 16.67% | 88% | 88% | 88% | 100% | 100% | 96.5% | 10 | 15 | Boise, ID | 2018 | NREL ATB: Commercial Battery Storage | LBL Tracking the Sun | DNV Proprietary Data
ID | Large 1 | Storage | Commercial | 300 | 1200 | 1460 | 16.67% | 88% | 88% | 88% | 100% | 100% | 97% | 10 | 15 | Boise, ID | 2019 | NREL ATB: Commercial Battery Storage | LBL Tracking the Sun | DNV Proprietary Data
ID | Large 1 | Storage | Commercial | 300 | 1200 | 1460 | 16.67% | 89% | 89% | 89% | 100% | 100% | 97% | 10 | 15 | Boise, ID | 2020 | NREL ATB: Commercial Battery Storage | LBL Tracking the Sun | DNV Proprietary Data
ID | Large 1 | Storage | Commercial | 300 | 1200 | 1460 | 16.67% | 90% | 90% | 90% | 100% | 100% | 97.5% | 10 | 15 | Boise, ID | 2021 | NREL ATB: Commercial Battery Storage | LBL Tracking the Sun | DNV Proprietary Data
ID | Large 1 | Storage | Commercial | 300 | 1200 | 1460 | 16.67% | 90% | 90% | 90% | 100% | 100% | 97.5% | 10 | 15 | Boise, ID | 2022 | NREL ATB: Commercial Battery Storage | LBL Tracking the Sun | DNV Proprietary Data
ID | Medium | Storage | Commercial | 150 | 600 | 1460 | 16.67% | 85% | 85% | 85% | 100% | 100% | 95% | 10 | 15 | Boise, ID | 2012 | NREL ATB: Commercial Battery Storage | LBL Tracking the Sun | DNV Proprietary Data
ID | Medium | Storage | Commercial | 150 | 600 | 1460 | 16.67% | 86% | 86% | 86% | 100% | 100% | 95% | 10 | 15 | Boise, ID | 2013 | NREL ATB: Commercial Battery Storage | LBL Tracking the Sun | DNV Proprietary Data
ID | Medium | Storage | Commercial | 150 | 600 | 1460 | 16.67% | 86% | 86% | 86% | 100% | 100% | 96% | 10 | 15 | Boise, ID | 2014 | NREL ATB: Commercial Battery Storage | LBL Tracking the Sun | DNV Proprietary Data
ID | Medium | Storage | Commercial | 150 | 600 | 1460 | 16.67% | 87% | 87% | 87% | 100% | 100% | 96% | 10 | 15 | Boise, ID | 2015 | NREL ATB: Commercial Battery Storage | LBL Tracking the Sun | DNV Proprietary Data
ID | Medium | Storage | Commercial | 150 | 600 | 1460 | 16.67% | 87% | 87% | 87% | 100% | 100% | 96% | 10 | 15 | Boise, ID | 2016 | NREL ATB: Commercial Battery Storage | LBL Tracking the Sun | DNV Proprietary Data
ID | Medium | Storage | Commercial | 150 | 600 | 1460 | 16.67% | 87% | 87% | 87% | 100% | 100% | 96.5% | 10 | 15 | Boise, ID | 2017 | NREL ATB: Commercial Battery Storage | LBL Tracking the Sun | DNV Proprietary Data
ID | Medium | Storage | Commercial | 150 | 600 | 1460 | 16.67% | 88% | 88% | 88% | 100% | 100% | 96.5% | 10 | 15 | Boise, ID | 2018 | NREL ATB: Commercial Battery Storage | LBL Tracking the Sun | DNV Proprietary Data
ID | Medium | Storage | Commercial | 150 | 600 | 1460 | 16.67% | 88% | 88% | 88% | 100% | 100% | 97% | 10 | 15 | Boise, ID | 2019 | NREL ATB: Commercial Battery Storage | LBL Tracking the Sun | DNV Proprietary Data
ID | Medium | Storage | Commercial | 150 | 600 | 1460 | 16.67% | 89% | 89% | 89% | 100% | 100% | 97% | 10 | 15 | Boise, ID | 2020 | NREL ATB: Commercial Battery Storage | LBL Tracking the Sun | DNV Proprietary Data
ID | Medium | Storage | Commercial | 150 | 600 | 1460 | 16.67% | 90% | 90% | 90% | 100% | 100% | 97.5% | 10 | 15 | Boise, ID | 2021 | NREL ATB: Commercial Battery Storage | LBL Tracking the Sun | DNV Proprietary Data
ID | Medium | Storage | Commercial | 150 | 600 | 1460 | 16.67% | 90% | 90% | 90% | 100% | 100% | 97.5% | 10 | 15 | Boise, ID | 2022 | NREL ATB: Commercial Battery Storage | LBL Tracking the Sun | DNV Proprietary Data
ID | Small 1 | Storage | Commercial | 19.9 | 79.6 | 1460 | 16.67% | 85% | 85% | 85% | 100% | 100% | 95% | 10 | 15 | Boise, ID | 2012 | NREL ATB: Commercial Battery Storage | LBL Tracking the Sun | DNV Proprietary Data
ID | Small 1 | Storage | Commercial | 22 | 88 | 1460 | 16.67% | 86% | 86% | 86% | 100% | 100% | 95% | 10 | 15 | Boise, ID | 2013 | NREL ATB: Commercial Battery Storage | LBL Tracking the Sun | DNV Proprietary Data
ID | Small 1 | Storage | Commercial | 20.4 | 81.6 | 1460 | 16.67% | 86% | 86% | 86% | 100% | 100% | 96% | 10 | 15 | Boise, ID | 2014 | NREL ATB: Commercial Battery Storage | LBL Tracking the Sun | DNV Proprietary Data
ID | Small 1 | Storage | Commercial | 19.3 | 77.2 | 1460 | 16.67% | 87% | 87% | 87% | 100% | 100% | 96% | 10 | 15 | Boise, ID | 2015 | NREL ATB: Commercial Battery Storage | LBL Tracking the Sun | DNV Proprietary Data
ID | Small 1 | Storage | Commercial | 19.5 | 78 | 1460 | 16.67% | 87% | 87% | 87% | 100% | 100% | 96% | 10 | 15 | Boise, ID | 2016 | NREL ATB: Commercial Battery Storage | LBL Tracking the Sun | DNV Proprietary Data
ID | Small 1 | Storage | Commercial | 22.8 | 91.2 | 1460 | 16.67% | 87% | 87% | 87% | 100% | 100% | 96.5% | 10 | 15 | Boise, ID | 2017 | NREL ATB: Commercial Battery Storage | LBL Tracking the Sun | DNV Proprietary Data
ID | Small 1 | Storage | Commercial | 23.1 | 92.4 | 1460 | 16.67% | 88% | 88% | 88% | 100% | 100% | 96.5% | 10 | 15 | Boise, ID | 2018 | NREL ATB: Commercial Battery Storage | LBL Tracking the Sun | DNV Proprietary Data
ID | Small 1 | Storage | Commercial | 22.5 | 90 | 1460 | 16.67% | 88% | 88% | 88% | 100% | 100% | 97% | 10 | 15 | Boise, ID | 2019 | NREL ATB: Commercial Battery Storage | LBL Tracking the Sun | DNV Proprietary Data
ID | Small 1 | Storage | Commercial | 21.4 | 85.6 | 1460 | 16.67% | 89% | 89% | 89% | 100% | 100% | 97% | 10 | 15 | Boise, ID | 2020 | NREL ATB: Commercial Battery Storage | LBL Tracking the Sun | DNV Proprietary Data
ID | Small 1 | Storage | Commercial | 19.2 | 76.8 | 1460 | 16.67% | 90% | 90% | 90% | 100% | 100% | 97.5% | 10 | 15 | Boise, ID | 2021 | NREL ATB: Commercial Battery Storage | LBL Tracking the Sun | DNV Proprietary Data
ID | Small 1 | Storage | Commercial | 20 | 80 | 1460 | 16.67% | 90% | 90% | 90% | 100% | 100% | 97.5% | 10 | 15 | Boise, ID | 2022 | NREL ATB: Commercial Battery Storage | LBL Tracking the Sun | DNV Proprietary Data
ID | Small 2 | Storage | Commercial | 60 | 240 | 1460 | 16.67% | 85% | 85% | 85% | 100% | 100% | 95% | 10 | 15 | Boise, ID | 2012 | NREL ATB: Commercial Battery Storage | LBL Tracking the Sun | DNV Proprietary Data
ID | Small 2 | Storage | Commercial | 60 | 240 | 1460 | 16.67% | 86% | 86% | 86% | 100% | 100% | 95% | 10 | 15 | Boise, ID | 2013 | NREL ATB: Commercial Battery Storage | LBL Tracking the Sun | DNV Proprietary Data
ID | Small 2 | Storage | Commercial | 60 | 240 | 1460 | 16.67% | 86% | 86% | 86% | 100% | 100% | 96% | 10 | 15 | Boise, ID | 2014 | NREL ATB: Commercial Battery Storage | LBL Tracking the Sun | DNV Proprietary Data
ID | Small 2 | Storage | Commercial | 60 | 240 | 1460 | 16.67% | 87% | 87% | 87% | 100% | 100% | 96% | 10 | 15 | Boise, ID | 2015 | NREL ATB: Commercial Battery Storage | LBL Tracking the Sun | DNV Proprietary Data
ID | Small 2 | Storage | Commercial | 60 | 240 | 1460 | 16.67% | 87% | 87% | 87% | 100% | 100% | 96% | 10 | 15 | Boise, ID | 2016 | NREL ATB: Commercial Battery Storage | LBL Tracking the Sun | DNV Proprietary Data
ID | Small 2 | Storage | Commercial | 60 | 240 | 1460 | 16.67% | 87% | 87% | 87% | 100% | 100% | 96.5% | 10 | 15 | Boise, ID | 2017 | NREL ATB: Commercial Battery Storage | LBL Tracking the Sun | DNV Proprietary Data
ID | Small 2 | Storage | Commercial | 60 | 240 | 1460 | 16.67% | 88% | 88% | 88% | 100% | 100% | 96.5% | 10 | 15 | Boise, ID | 2018 | NREL ATB: Commercial Battery Storage | LBL Tracking the Sun | DNV Proprietary Data
ID | Small 2 | Storage | Commercial | 60 | 240 | 1460 | 16.67% | 88% | 88% | 88% | 100% | 100% | 97% | 10 | 15 | Boise, ID | 2019 | NREL ATB: Commercial Battery Storage | LBL Tracking the Sun | DNV Proprietary Data
ID | Small 2 | Storage | Commercial | 60 | 240 | 1460 | 16.67% | 89% | 89% | 89% | 100% | 100% | 97% | 10 | 15 | Boise, ID | 2020 | NREL ATB: Commercial Battery Storage | LBL Tracking the Sun | DNV Proprietary Data
ID | Small 2 | Storage | Commercial | 60 | 240 | 1460 | 16.67% | 90% | 90% | 90% | 100% | 100% | 97.5% | 10 | 15 | Boise, ID | 2021 | NREL ATB: Commercial Battery Storage | LBL Tracking the Sun | DNV Proprietary Data
ID | Small 2 | Storage | Commercial | 60 | 240 | 1460 | 16.67% | 90% | 90% | 90% | 100% | 100% | 97.5% | 10 | 15 | Boise, ID | 2022 | NREL ATB: Commercial Battery Storage | LBL Tracking the Sun | DNV Proprietary Data
IL | Large 1 | Storage | Commercial | 300 | 1200 | 1460 | 16.67% | 85% | 85% | 85% | 100% | 100% | 95% | 10 | 15 | Chicago, IL | 2012 | NREL ATB: Commercial Battery Storage | LBL Tracking the Sun | DNV Proprietary Data
IL | Large 1 | Storage | Commercial | 300 | 1200 | 1460 | 16.67% | 86% | 86% | 86% | 100% | 100% | 95% | 10 | 15 | Chicago, IL | 2013 | NREL ATB: Commercial Battery Storage | LBL Tracking the Sun | DNV Proprietary Data
IL | Large 1 | Storage | Commercial | 300 | 1200 | 1460 | 16.67% | 86% | 86% | 86% | 100% | 100% | 96% | 10 | 15 | Chicago, IL | 2014 | NREL ATB: Commercial Battery Storage | LBL Tracking the Sun | DNV Proprietary Data
IL | Large 1 | Storage | Commercial | 300 | 1200 | 1460 | 16.67% | 87% | 87% | 87% | 100% | 100% | 96% | 10 | 15 | Chicago, IL | 2015 | NREL ATB: Commercial Battery Storage | LBL Tracking the Sun | DNV Proprietary Data
IL | Large 1 | Storage | Commercial | 300 | 1200 | 1460 | 16.67% | 87% | 87% | 87% | 100% | 100% | 96% | 10 | 15 | Chicago, IL | 2016 | NREL ATB: Commercial Battery Storage | LBL Tracking the Sun | DNV Proprietary Data
IL | Large 1 | Storage | Commercial | 300 | 1200 | 1460 | 16.67% | 87% | 87% | 87% | 100% | 100% | 96.5% | 10 | 15 | Chicago, IL | 2017 | NREL ATB: Commercial Battery Storage | LBL Tracking the Sun | DNV Proprietary Data
IL | Large 1 | Storage | Commercial | 300 | 1200 | 1460 | 16.67% | 88% | 88% | 88% | 100% | 100% | 96.5% | 10 | 15 | Chicago, IL | 2018 | NREL ATB: Commercial Battery Storage | LBL Tracking the Sun | DNV Proprietary Data
IL | Large 1 | Storage | Commercial | 300 | 1200 | 1460 | 16.67% | 88% | 88% | 88% | 100% | 100% | 97% | 10 | 15 | Chicago, IL | 2019 | NREL ATB: Commercial Battery Storage | LBL Tracking the Sun | DNV Proprietary Data
IL | Large 1 | Storage | Commercial | 300 | 1200 | 1460 | 16.67% | 89% | 89% | 89% | 100% | 100% | 97% | 10 | 15 | Chicago, IL | 2020 | NREL ATB: Commercial Battery Storage | LBL Tracking the Sun | DNV Proprietary Data
IL | Large 1 | Storage | Commercial | 300 | 1200 | 1460 | 16.67% | 90% | 90% | 90% | 100% | 100% | 97.5% | 10 | 15 | Chicago, IL | 2021 | NREL ATB: Commercial Battery Storage | LBL Tracking the Sun | DNV Proprietary Data
IL | Large 1 | Storage | Commercial | 300 | 1200 | 1460 | 16.67% | 90% | 90% | 90% | 100% | 100% | 97.5% | 10 | 15 | Chicago, IL | 2022 | NREL ATB: Commercial Battery Storage | LBL Tracking the Sun | DNV Proprietary Data
IL | Medium | Storage | Commercial | 150 | 600 | 1460 | 16.67% | 85% | 85% | 85% | 100% | 100% | 95% | 10 | 15 | Chicago, IL | 2012 | NREL ATB: Commercial Battery Storage | LBL Tracking the Sun | DNV Proprietary Data
IL | Medium | Storage | Commercial | 150 | 600 | 1460 | 16.67% | 86% | 86% | 86% | 100% | 100% | 95% | 10 | 15 | Chicago, IL | 2013 | NREL ATB: Commercial Battery Storage | LBL Tracking the Sun | DNV Proprietary Data
IL | Medium | Storage | Commercial | 150 | 600 | 1460 | 16.67% | 86% | 86% | 86% | 100% | 100% | 96% | 10 | 15 | Chicago, IL | 2014 | NREL ATB: Commercial Battery Storage | LBL Tracking the Sun | DNV Proprietary Data
IL | Medium | Storage | Commercial | 150 | 600 | 1460 | 16.67% | 87% | 87% | 87% | 100% | 100% | 96% | 10 | 15 | Chicago, IL | 2015 | NREL ATB: Commercial Battery Storage | LBL Tracking the Sun | DNV Proprietary Data
IL | Medium | Storage | Commercial | 150 | 600 | 1460 | 16.67% | 87% | 87% | 87% | 100% | 100% | 96% | 10 | 15 | Chicago, IL | 2016 | NREL ATB: Commercial Battery Storage | LBL Tracking the Sun | DNV Proprietary Data
IL | Medium | Storage | Commercial | 150 | 600 | 1460 | 16.67% | 87% | 87% | 87% | 100% | 100% | 96.5% | 10 | 15 | Chicago, IL | 2017 | NREL ATB: Commercial Battery Storage | LBL Tracking the Sun | DNV Proprietary Data
IL | Medium | Storage | Commercial | 150 | 600 | 1460 | 16.67% | 88% | 88% | 88% | 100% | 100% | 96.5% | 10 | 15 | Chicago, IL | 2018 | NREL ATB: Commercial Battery Storage | LBL Tracking the Sun | DNV Proprietary Data
IL | Medium | Storage | Commercial | 150 | 600 | 1460 | 16.67% | 88% | 88% | 88% | 100% | 100% | 97% | 10 | 15 | Chicago, IL | 2019 | NREL ATB: Commercial Battery Storage | LBL Tracking the Sun | DNV Proprietary Data
IL | Medium | Storage | Commercial | 150 | 600 | 1460 | 16.67% | 89% | 89% | 89% | 100% | 100% | 97% | 10 | 15 | Chicago, IL | 2020 | NREL ATB: Commercial Battery Storage | LBL Tracking the Sun | DNV Proprietary Data
IL | Medium | Storage | Commercial | 150 | 600 | 1460 | 16.67% | 90% | 90% | 90% | 100% | 100% | 97.5% | 10 | 15 | Chicago, IL | 2021 | NREL ATB: Commercial Battery Storage | LBL Tracking the Sun | DNV Proprietary Data
IL | Medium | Storage | Commercial | 150 | 600 | 1460 | 16.67% | 90% | 90% | 90% | 100% | 100% | 97.5% | 10 | 15 | Chicago, IL | 2022 | NREL ATB: Commercial Battery Storage | LBL Tracking the Sun | DNV Proprietary Data
IL | Small 1 | Storage | Commercial | 19.9 | 79.6 | 1460 | 16.67% | 85% | 85% | 85% | 100% | 100% | 95% | 10 | 15 | Chicago, IL | 2012 | NREL ATB: Commercial Battery Storage | LBL Tracking the Sun | DNV Proprietary Data
IL | Small 1 | Storage | Commercial | 22 | 88 | 1460 | 16.67% | 86% | 86% | 86% | 100% | 100% | 95% | 10 | 15 | Chicago, IL | 2013 | NREL ATB: Commercial Battery Storage | LBL Tracking the Sun | DNV Proprietary Data
IL | Small 1 | Storage | Commercial | 20.4 | 81.6 | 1460 | 16.67% | 86% | 86% | 86% | 100% | 100% | 96% | 10 | 15 | Chicago, IL | 2014 | NREL ATB: Commercial Battery Storage | LBL Tracking the Sun | DNV Proprietary Data
IL | Small 1 | Storage | Commercial | 19.3 | 77.2 | 1460 | 16.67% | 87% | 87% | 87% | 100% | 100% | 96% | 10 | 15 | Chicago, IL | 2015 | NREL ATB: Commercial Battery Storage | LBL Tracking the Sun | DNV Proprietary Data
IL | Small 1 | Storage | Commercial | 19.5 | 78 | 1460 | 16.67% | 87% | 87% | 87% | 100% | 100% | 96% | 10 | 15 | Chicago, IL | 2016 | NREL ATB: Commercial Battery Storage | LBL Tracking the Sun | DNV Proprietary Data
IL | Small 1 | Storage | Commercial | 22.8 | 91.2 | 1460 | 16.67% | 87% | 87% | 87% | 100% | 100% | 96.5% | 10 | 15 | Chicago, IL | 2017 | NREL ATB: Commercial Battery Storage | LBL Tracking the Sun | DNV Proprietary Data
IL | Small 1 | Storage | Commercial | 23.1 | 92.4 | 1460 | 16.67% | 88% | 88% | 88% | 100% | 100% | 96.5% | 10 | 15 | Chicago, IL | 2018 | NREL ATB: Commercial Battery Storage | LBL Tracking the Sun | DNV Proprietary Data
IL | Small 1 | Storage | Commercial | 22.5 | 90 | 1460 | 16.67% | 88% | 88% | 88% | 100% | 100% | 97% | 10 | 15 | Chicago, IL | 2019 | NREL ATB: Commercial Battery Storage | LBL Tracking the Sun | DNV Proprietary Data
IL | Small 1 | Storage | Commercial | 21.4 | 85.6 | 1460 | 16.67% | 89% | 89% | 89% | 100% | 100% | 97% | 10 | 15 | Chicago, IL | 2020 | NREL ATB: Commercial Battery Storage | LBL Tracking the Sun | DNV Proprietary Data
IL | Small 1 | Storage | Commercial | 19.2 | 76.8 | 1460 | 16.67% | 90% | 90% | 90% | 100% | 100% | 97.5% | 10 | 15 | Chicago, IL | 2021 | NREL ATB: Commercial Battery Storage | LBL Tracking the Sun | DNV Proprietary Data
IL | Small 1 | Storage | Commercial | 20 | 80 | 1460 | 16.67% | 90% | 90% | 90% | 100% | 100% | 97.5% | 10 | 15 | Chicago, IL | 2022 | NREL ATB: Commercial Battery Storage | LBL Tracking the Sun | DNV Proprietary Data
IL | Small 2 | Storage | Commercial | 60 | 240 | 1460 | 16.67% | 85% | 85% | 85% | 100% | 100% | 95% | 10 | 15 | Chicago, IL | 2012 | NREL ATB: Commercial Battery Storage | LBL Tracking the Sun | DNV Proprietary Data
IL | Small 2 | Storage | Commercial | 60 | 240 | 1460 | 16.67% | 86% | 86% | 86% | 100% | 100% | 95% | 10 | 15 | Chicago, IL | 2013 | NREL ATB: Commercial Battery Storage | LBL Tracking the Sun | DNV Proprietary Data
IL | Small 2 | Storage | Commercial | 60 | 240 | 1460 | 16.67% | 86% | 86% | 86% | 100% | 100% | 96% | 10 | 15 | Chicago, IL | 2014 | NREL ATB: Commercial Battery Storage | LBL Tracking the Sun | DNV Proprietary Data
IL | Small 2 | Storage | Commercial | 60 | 240 | 1460 | 16.67% | 87% | 87% | 87% | 100% | 100% | 96% | 10 | 15 | Chicago, IL | 2015 | NREL ATB: Commercial Battery Storage | LBL Tracking the Sun | DNV Proprietary Data
IL | Small 2 | Storage | Commercial | 60 | 240 | 1460 | 16.67% | 87% | 87% | 87% | 100% | 100% | 96% | 10 | 15 | Chicago, IL | 2016 | NREL ATB: Commercial Battery Storage | LBL Tracking the Sun | DNV Proprietary Data
IL | Small 2 | Storage | Commercial | 60 | 240 | 1460 | 16.67% | 87% | 87% | 87% | 100% | 100% | 96.5% | 10 | 15 | Chicago, IL | 2017 | NREL ATB: Commercial Battery Storage | LBL Tracking the Sun | DNV Proprietary Data
IL | Small 2 | Storage | Commercial | 60 | 240 | 1460 | 16.67% | 88% | 88% | 88% | 100% | 100% | 96.5% | 10 | 15 | Chicago, IL | 2018 | NREL ATB: Commercial Battery Storage | LBL Tracking the Sun | DNV Proprietary Data
IL | Small 2 | Storage | Commercial | 60 | 240 | 1460 | 16.67% | 88% | 88% | 88% | 100% | 100% | 97% | 10 | 15 | Chicago, IL | 2019 | NREL ATB: Commercial Battery Storage | LBL Tracking the Sun | DNV Proprietary Data
IL | Small 2 | Storage | Commercial | 60 | 240 | 1460 | 16.67% | 89% | 89% | 89% | 100% | 100% | 97% | 10 | 15 | Chicago, IL | 2020 | NREL ATB: Commercial Battery Storage | LBL Tracking the Sun | DNV Proprietary Data
IL | Small 2 | Storage | Commercial | 60 | 240 | 1460 | 16.67% | 90% | 90% | 90% | 100% | 100% | 97.5% | 10 | 15 | Chicago, IL | 2021 | NREL ATB: Commercial Battery Storage | LBL Tracking the Sun | DNV Proprietary Data
IL | Small 2 | Storage | Commercial | 60 | 240 | 1460 | 16.67% | 90% | 90% | 90% | 100% | 100% | 97.5% | 10 | 15 | Chicago, IL | 2022 | NREL ATB: Commercial Battery Storage | LBL Tracking the Sun | DNV Proprietary Data
IN | Large 1 | Storage | Commercial | 300 | 1200 | 1460 | 16.67% | 85% | 85% | 85% | 100% | 100% | 95% | 10 | 15 | Indianapolis, IN | 2012 | NREL ATB: Commercial Battery Storage | LBL Tracking the Sun | DNV Proprietary Data
IN | Large 1 | Storage | Commercial | 300 | 1200 | 1460 | 16.67% | 86% | 86% | 86% | 100% | 100% | 95% | 10 | 15 | Indianapolis, IN | 2013 | NREL ATB: Commercial Battery Storage | LBL Tracking the Sun | DNV Proprietary Data
IN | Large 1 | Storage | Commercial | 300 | 1200 | 1460 | 16.67% | 86% | 86% | 86% | 100% | 100% | 96% | 10 | 15 | Indianapolis, IN | 2014 | NREL ATB: Commercial Battery Storage | LBL Tracking the Sun | DNV Proprietary Data
IN | Large 1 | Storage | Commercial | 300 | 1200 | 1460 | 16.67% | 87% | 87% | 87% | 100% | 100% | 96% | 10 | 15 | Indianapolis, IN | 2015 | NREL ATB: Commercial Battery Storage | LBL Tracking the Sun | DNV Proprietary Data
IN | Large 1 | Storage | Commercial | 300 | 1200 | 1460 | 16.67% | 87% | 87% | 87% | 100% | 100% | 96% | 10 | 15 | Indianapolis, IN | 2016 | NREL ATB: Commercial Battery Storage | LBL Tracking the Sun | DNV Proprietary Data
IN | Large 1 | Storage | Commercial | 300 | 1200 | 1460 | 16.67% | 87% | 87% | 87% | 100% | 100% | 96.5% | 10 | 15 | Indianapolis, IN | 2017 | NREL ATB: Commercial Battery Storage | LBL Tracking the Sun | DNV Proprietary Data
IN | Large 1 | Storage | Commercial | 300 | 1200 | 1460 | 16.67% | 88% | 88% | 88% | 100% | 100% | 96.5% | 10 | 15 | Indianapolis, IN | 2018 | NREL ATB: Commercial Battery Storage | LBL Tracking the Sun | DNV Proprietary Data
IN | Large 1 | Storage | Commercial | 300 | 1200 | 1460 | 16.67% | 88% | 88% | 88% | 100% | 100% | 97% | 10 | 15 | Indianapolis, IN | 2019 | NREL ATB: Commercial Battery Storage | LBL Tracking the Sun | DNV Proprietary Data
IN | Large 1 | Storage | Commercial | 300 | 1200 | 1460 | 16.67% | 89% | 89% | 89% | 100% | 100% | 97% | 10 | 15 | Indianapolis, IN | 2020 | NREL ATB: Commercial Battery Storage | LBL Tracking the Sun | DNV Proprietary Data
IN | Large 1 | Storage | Commercial | 300 | 1200 | 1460 | 16.67% | 90% | 90% | 90% | 100% | 100% | 97.5% | 10 | 15 | Indianapolis, IN | 2021 | NREL ATB: Commercial Battery Storage | LBL Tracking the Sun | DNV Proprietary Data
IN | Large 1 | Storage | Commercial | 300 | 1200 | 1460 | 16.67% | 90% | 90% | 90% | 100% | 100% | 97.5% | 10 | 15 | Indianapolis, IN | 2022 | NREL ATB: Commercial Battery Storage | LBL Tracking the Sun | DNV Proprietary Data
IN | Medium | Storage | Commercial | 150 | 600 | 1460 | 16.67% | 85% | 85% | 85% | 100% | 100% | 95% | 10 | 15 | Indianapolis, IN | 2012 | NREL ATB: Commercial Battery Storage | LBL Tracking the Sun | DNV Proprietary Data
IN | Medium | Storage | Commercial | 150 | 600 | 1460 | 16.67% | 86% | 86% | 86% | 100% | 100% | 95% | 10 | 15 | Indianapolis, IN | 2013 | NREL ATB: Commercial Battery Storage | LBL Tracking the Sun | DNV Proprietary Data
IN | Medium | Storage | Commercial | 150 | 600 | 1460 | 16.67% | 86% | 86% | 86% | 100% | 100% | 96% | 10 | 15 | Indianapolis, IN | 2014 | NREL ATB: Commercial Battery Storage | LBL Tracking the Sun | DNV Proprietary Data
IN | Medium | Storage | Commercial | 150 | 600 | 1460 | 16.67% | 87% | 87% | 87% | 100% | 100% | 96% | 10 | 15 | Indianapolis, IN | 2015 | NREL ATB: Commercial Battery Storage | LBL Tracking the Sun | DNV Proprietary Data
IN | Medium | Storage | Commercial | 150 | 600 | 1460 | 16.67% | 87% | 87% | 87% | 100% | 100% | 96% | 10 | 15 | Indianapolis, IN | 2016 | NREL ATB: Commercial Battery Storage | LBL Tracking the Sun | DNV Proprietary Data
IN | Medium | Storage | Commercial | 150 | 600 | 1460 | 16.67% | 87% | 87% | 87% | 100% | 100% | 96.5% | 10 | 15 | Indianapolis, IN | 2017 | NREL ATB: Commercial Battery Storage | LBL Tracking the Sun | DNV Proprietary Data
IN | Medium | Storage | Commercial | 150 | 600 | 1460 | 16.67% | 88% | 88% | 88% | 100% | 100% | 96.5% | 10 | 15 | Indianapolis, IN | 2018 | NREL ATB: Commercial Battery Storage | LBL Tracking the Sun | DNV Proprietary Data
IN | Medium | Storage | Commercial | 150 | 600 | 1460 | 16.67% | 88% | 88% | 88% | 100% | 100% | 97% | 10 | 15 | Indianapolis, IN | 2019 | NREL ATB: Commercial Battery Storage | LBL Tracking the Sun | DNV Proprietary Data
IN | Medium | Storage | Commercial | 150 | 600 | 1460 | 16.67% | 89% | 89% | 89% | 100% | 100% | 97% | 10 | 15 | Indianapolis, IN | 2020 | NREL ATB: Commercial Battery Storage | LBL Tracking the Sun | DNV Proprietary Data
IN | Medium | Storage | Commercial | 150 | 600 | 1460 | 16.67% | 90% | 90% | 90% | 100% | 100% | 97.5% | 10 | 15 | Indianapolis, IN | 2021 | NREL ATB: Commercial Battery Storage | LBL Tracking the Sun | DNV Proprietary Data
IN | Medium | Storage | Commercial | 150 | 600 | 1460 | 16.67% | 90% | 90% | 90% | 100% | 100% | 97.5% | 10 | 15 | Indianapolis, IN | 2022 | NREL ATB: Commercial Battery Storage | LBL Tracking the Sun | DNV Proprietary Data
IN | Small 1 | Storage | Commercial | 19.9 | 79.6 | 1460 | 16.67% | 85% | 85% | 85% | 100% | 100% | 95% | 10 | 15 | Indianapolis, IN | 2012 | NREL ATB: Commercial Battery Storage | LBL Tracking the Sun | DNV Proprietary Data
IN | Small 1 | Storage | Commercial | 22 | 88 | 1460 | 16.67% | 86% | 86% | 86% | 100% | 100% | 95% | 10 | 15 | Indianapolis, IN | 2013 | NREL ATB: Commercial Battery Storage | LBL Tracking the Sun | DNV Proprietary Data
IN | Small 1 | Storage | Commercial | 20.4 | 81.6 | 1460 | 16.67% | 86% | 86% | 86% | 100% | 100% | 96% | 10 | 15 | Indianapolis, IN | 2014 | NREL ATB: Commercial Battery Storage | LBL Tracking the Sun | DNV Proprietary Data
IN | Small 1 | Storage | Commercial | 19.3 | 77.2 | 1460 | 16.67% | 87% | 87% | 87% | 100% | 100% | 96% | 10 | 15 | Indianapolis, IN | 2015 | NREL ATB: Commercial Battery Storage | LBL Tracking the Sun | DNV Proprietary Data
IN | Small 1 | Storage | Commercial | 19.5 | 78 | 1460 | 16.67% | 87% | 87% | 87% | 100% | 100% | 96% | 10 | 15 | Indianapolis, IN | 2016 | NREL ATB: Commercial Battery Storage | LBL Tracking the Sun | DNV Proprietary Data
IN | Small 1 | Storage | Commercial | 22.8 | 91.2 | 1460 | 16.67% | 87% | 87% | 87% | 100% | 100% | 96.5% | 10 | 15 | Indianapolis, IN | 2017 | NREL ATB: Commercial Battery Storage | LBL Tracking the Sun | DNV Proprietary Data
IN | Small 1 | Storage | Commercial | 23.1 | 92.4 | 1460 | 16.67% | 88% | 88% | 88% | 100% | 100% | 96.5% | 10 | 15 | Indianapolis, IN | 2018 | NREL ATB: Commercial Battery Storage | LBL Tracking the Sun | DNV Proprietary Data
IN | Small 1 | Storage | Commercial | 22.5 | 90 | 1460 | 16.67% | 88% | 88% | 88% | 100% | 100% | 97% | 10 | 15 | Indianapolis, IN | 2019 | NREL ATB: Commercial Battery Storage | LBL Tracking the Sun | DNV Proprietary Data
IN | Small 1 | Storage | Commercial | 21.4 | 85.6 | 1460 | 16.67% | 89% | 89% | 89% | 100% | 100% | 97% | 10 | 15 | Indianapolis, IN | 2020 | NREL ATB: Commercial Battery Storage | LBL Tracking the Sun | DNV Proprietary Data
IN | Small 1 | Storage | Commercial | 19.2 | 76.8 | 1460 | 16.67% | 90% | 90% | 90% | 100% | 100% | 97.5% | 10 | 15 | Indianapolis, IN | 2021 | NREL ATB: Commercial Battery Storage | LBL Tracking the Sun | DNV Proprietary Data
IN | Small 1 | Storage | Commercial | 20 | 80 | 1460 | 16.67% | 90% | 90% | 90% | 100% | 100% | 97.5% | 10 | 15 | Indianapolis, IN | 2022 | NREL ATB: Commercial Battery Storage | LBL Tracking the Sun | DNV Proprietary Data
IN | Small 2 | Storage | Commercial | 60 | 240 | 1460 | 16.67% | 85% | 85% | 85% | 100% | 100% | 95% | 10 | 15 | Indianapolis, IN | 2012 | NREL ATB: Commercial Battery Storage | LBL Tracking the Sun | DNV Proprietary Data
IN | Small 2 | Storage | Commercial | 60 | 240 | 1460 | 16.67% | 86% | 86% | 86% | 100% | 100% | 95% | 10 | 15 | Indianapolis, IN | 2013 | NREL ATB: Commercial Battery Storage | LBL Tracking the Sun | DNV Proprietary Data
IN | Small 2 | Storage | Commercial | 60 | 240 | 1460 | 16.67% | 86% | 86% | 86% | 100% | 100% | 96% | 10 | 15 | Indianapolis, IN | 2014 | NREL ATB: Commercial Battery Storage | LBL Tracking the Sun | DNV Proprietary Data
IN | Small 2 | Storage | Commercial | 60 | 240 | 1460 | 16.67% | 87% | 87% | 87% | 100% | 100% | 96% | 10 | 15 | Indianapolis, IN | 2015 | NREL ATB: Commercial Battery Storage | LBL Tracking the Sun | DNV Proprietary Data
IN | Small 2 | Storage | Commercial | 60 | 240 | 1460 | 16.67% | 87% | 87% | 87% | 100% | 100% | 96% | 10 | 15 | Indianapolis, IN | 2016 | NREL ATB: Commercial Battery Storage | LBL Tracking the Sun | DNV Proprietary Data
IN | Small 2 | Storage | Commercial | 60 | 240 | 1460 | 16.67% | 87% | 87% | 87% | 100% | 100% | 96.5% | 10 | 15 | Indianapolis, IN | 2017 | NREL ATB: Commercial Battery Storage | LBL Tracking the Sun | DNV Proprietary Data
IN | Small 2 | Storage | Commercial | 60 | 240 | 1460 | 16.67% | 88% | 88% | 88% | 100% | 100% | 96.5% | 10 | 15 | Indianapolis, IN | 2018 | NREL ATB: Commercial Battery Storage | LBL Tracking the Sun | DNV Proprietary Data
IN | Small 2 | Storage | Commercial | 60 | 240 | 1460 | 16.67% | 88% | 88% | 88% | 100% | 100% | 97% | 10 | 15 | Indianapolis, IN | 2019 | NREL ATB: Commercial Battery Storage | LBL Tracking the Sun | DNV Proprietary Data
IN | Small 2 | Storage | Commercial | 60 | 240 | 1460 | 16.67% | 89% | 89% | 89% | 100% | 100% | 97% | 10 | 15 | Indianapolis, IN | 2020 | NREL ATB: Commercial Battery Storage | LBL Tracking the Sun | DNV Proprietary Data
IN | Small 2 | Storage | Commercial | 60 | 240 | 1460 | 16.67% | 90% | 90% | 90% | 100% | 100% | 97.5% | 10 | 15 | Indianapolis, IN | 2021 | NREL ATB: Commercial Battery Storage | LBL Tracking the Sun | DNV Proprietary Data
IN | Small 2 | Storage | Commercial | 60 | 240 | 1460 | 16.67% | 90% | 90% | 90% | 100% | 100% | 97.5% | 10 | 15 | Indianapolis, IN | 2022 | NREL ATB: Commercial Battery Storage | LBL Tracking the Sun | DNV Proprietary Data
KS | Large 1 | Storage | Commercial | 300 | 1200 | 1460 | 16.67% | 85% | 85% | 85% | 100% | 100% | 95% | 10 | 15 | Wichita, KS | 2012 | NREL ATB: Commercial Battery Storage | LBL Tracking the Sun | DNV Proprietary Data
KS | Large 1 | Storage | Commercial | 300 | 1200 | 1460 | 16.67% | 86% | 86% | 86% | 100% | 100% | 95% | 10 | 15 | Wichita, KS | 2013 | NREL ATB: Commercial Battery Storage | LBL Tracking the Sun | DNV Proprietary Data
KS | Large 1 | Storage | Commercial | 300 | 1200 | 1460 | 16.67% | 86% | 86% | 86% | 100% | 100% | 96% | 10 | 15 | Wichita, KS | 2014 | NREL ATB: Commercial Battery Storage | LBL Tracking the Sun | DNV Proprietary Data
KS | Large 1 | Storage | Commercial | 300 | 1200 | 1460 | 16.67% | 87% | 87% | 87% | 100% | 100% | 96% | 10 | 15 | Wichita, KS | 2015 | NREL ATB: Commercial Battery Storage | LBL Tracking the Sun | DNV Proprietary Data
KS | Large 1 | Storage | Commercial | 300 | 1200 | 1460 | 16.67% | 87% | 87% | 87% | 100% | 100% | 96% | 10 | 15 | Wichita, KS | 2016 | NREL ATB: Commercial Battery Storage | LBL Tracking the Sun | DNV Proprietary Data
KS | Large 1 | Storage | Commercial | 300 | 1200 | 1460 | 16.67% | 87% | 87% | 87% | 100% | 100% | 96.5% | 10 | 15 | Wichita, KS | 2017 | NREL ATB: Commercial Battery Storage | LBL Tracking the Sun | DNV Proprietary Data
KS | Large 1 | Storage | Commercial | 300 | 1200 | 1460 | 16.67% | 88% | 88% | 88% | 100% | 100% | 96.5% | 10 | 15 | Wichita, KS | 2018 | NREL ATB: Commercial Battery Storage | LBL Tracking the Sun | DNV Proprietary Data
KS | Large 1 | Storage | Commercial | 300 | 1200 | 1460 | 16.67% | 88% | 88% | 88% | 100% | 100% | 97% | 10 | 15 | Wichita, KS | 2019 | NREL ATB: Commercial Battery Storage | LBL Tracking the Sun | DNV Proprietary Data
KS | Large 1 | Storage | Commercial | 300 | 1200 | 1460 | 16.67% | 89% | 89% | 89% | 100% | 100% | 97% | 10 | 15 | Wichita, KS | 2020 | NREL ATB: Commercial Battery Storage | LBL Tracking the Sun | DNV Proprietary Data
KS | Large 1 | Storage | Commercial | 300 | 1200 | 1460 | 16.67% | 90% | 90% | 90% | 100% | 100% | 97.5% | 10 | 15 | Wichita, KS | 2021 | NREL ATB: Commercial Battery Storage | LBL Tracking the Sun | DNV Proprietary Data
KS | Large 1 | Storage | Commercial | 300 | 1200 | 1460 | 16.67% | 90% | 90% | 90% | 100% | 100% | 97.5% | 10 | 15 | Wichita, KS | 2022 | NREL ATB: Commercial Battery Storage | LBL Tracking the Sun | DNV Proprietary Data
KS | Medium | Storage | Commercial | 150 | 600 | 1460 | 16.67% | 85% | 85% | 85% | 100% | 100% | 95% | 10 | 15 | Wichita, KS | 2012 | NREL ATB: Commercial Battery Storage | LBL Tracking the Sun | DNV Proprietary Data
KS | Medium | Storage | Commercial | 150 | 600 | 1460 | 16.67% | 86% | 86% | 86% | 100% | 100% | 95% | 10 | 15 | Wichita, KS | 2013 | NREL ATB: Commercial Battery Storage | LBL Tracking the Sun | DNV Proprietary Data
KS | Medium | Storage | Commercial | 150 | 600 | 1460 | 16.67% | 86% | 86% | 86% | 100% | 100% | 96% | 10 | 15 | Wichita, KS | 2014 | NREL ATB: Commercial Battery Storage | LBL Tracking the Sun | DNV Proprietary Data
KS | Medium | Storage | Commercial | 150 | 600 | 1460 | 16.67% | 87% | 87% | 87% | 100% | 100% | 96% | 10 | 15 | Wichita, KS | 2015 | NREL ATB: Commercial Battery Storage | LBL Tracking the Sun | DNV Proprietary Data
KS | Medium | Storage | Commercial | 150 | 600 | 1460 | 16.67% | 87% | 87% | 87% | 100% | 100% | 96% | 10 | 15 | Wichita, KS | 2016 | NREL ATB: Commercial Battery Storage | LBL Tracking the Sun | DNV Proprietary Data
KS | Medium | Storage | Commercial | 150 | 600 | 1460 | 16.67% | 87% | 87% | 87% | 100% | 100% | 96.5% | 10 | 15 | Wichita, KS | 2017 | NREL ATB: Commercial Battery Storage | LBL Tracking the Sun | DNV Proprietary Data
KS | Medium | Storage | Commercial | 150 | 600 | 1460 | 16.67% | 88% | 88% | 88% | 100% | 100% | 96.5% | 10 | 15 | Wichita, KS | 2018 | NREL ATB: Commercial Battery Storage | LBL Tracking the Sun | DNV Proprietary Data
KS | Medium | Storage | Commercial | 150 | 600 | 1460 | 16.67% | 88% | 88% | 88% | 100% | 100% | 97% | 10 | 15 | Wichita, KS | 2019 | NREL ATB: Commercial Battery Storage | LBL Tracking the Sun | DNV Proprietary Data
KS | Medium | Storage | Commercial | 150 | 600 | 1460 | 16.67% | 89% | 89% | 89% | 100% | 100% | 97% | 10 | 15 | Wichita, KS | 2020 | NREL ATB: Commercial Battery Storage | LBL Tracking the Sun | DNV Proprietary Data
KS | Medium | Storage | Commercial | 150 | 600 | 1460 | 16.67% | 90% | 90% | 90% | 100% | 100% | 97.5% | 10 | 15 | Wichita, KS | 2021 | NREL ATB: Commercial Battery Storage | LBL Tracking the Sun | DNV Proprietary Data
KS | Medium | Storage | Commercial | 150 | 600 | 1460 | 16.67% | 90% | 90% | 90% | 100% | 100% | 97.5% | 10 | 15 | Wichita, KS | 2022 | NREL ATB: Commercial Battery Storage | LBL Tracking the Sun | DNV Proprietary Data
KS | Small 1 | Storage | Commercial | 19.9 | 79.6 | 1460 | 16.67% | 85% | 85% | 85% | 100% | 100% | 95% | 10 | 15 | Wichita, KS | 2012 | NREL ATB: Commercial Battery Storage | LBL Tracking the Sun | DNV Proprietary Data
KS | Small 1 | Storage | Commercial | 22 | 88 | 1460 | 16.67% | 86% | 86% | 86% | 100% | 100% | 95% | 10 | 15 | Wichita, KS | 2013 | NREL ATB: Commercial Battery Storage | LBL Tracking the Sun | DNV Proprietary Data
KS | Small 1 | Storage | Commercial | 20.4 | 81.6 | 1460 | 16.67% | 86% | 86% | 86% | 100% | 100% | 96% | 10 | 15 | Wichita, KS | 2014 | NREL ATB: Commercial Battery Storage | LBL Tracking the Sun | DNV Proprietary Data
KS | Small 1 | Storage | Commercial | 19.3 | 77.2 | 1460 | 16.67% | 87% | 87% | 87% | 100% | 100% | 96% | 10 | 15 | Wichita, KS | 2015 | NREL ATB: Commercial Battery Storage | LBL Tracking the Sun | DNV Proprietary Data
KS | Small 1 | Storage | Commercial | 19.5 | 78 | 1460 | 16.67% | 87% | 87% | 87% | 100% | 100% | 96% | 10 | 15 | Wichita, KS | 2016 | NREL ATB: Commercial Battery Storage | LBL Tracking the Sun | DNV Proprietary Data
KS | Small 1 | Storage | Commercial | 22.8 | 91.2 | 1460 | 16.67% | 87% | 87% | 87% | 100% | 100% | 96.5% | 10 | 15 | Wichita, KS | 2017 | NREL ATB: Commercial Battery Storage | LBL Tracking the Sun | DNV Proprietary Data
KS | Small 1 | Storage | Commercial | 23.1 | 92.4 | 1460 | 16.67% | 88% | 88% | 88% | 100% | 100% | 96.5% | 10 | 15 | Wichita, KS | 2018 | NREL ATB: Commercial Battery Storage | LBL Tracking the Sun | DNV Proprietary Data
KS | Small 1 | Storage | Commercial | 22.5 | 90 | 1460 | 16.67% | 88% | 88% | 88% | 100% | 100% | 97% | 10 | 15 | Wichita, KS | 2019 | NREL ATB: Commercial Battery Storage | LBL Tracking the Sun | DNV Proprietary Data
KS | Small 1 | Storage | Commercial | 21.4 | 85.6 | 1460 | 16.67% | 89% | 89% | 89% | 100% | 100% | 97% | 10 | 15 | Wichita, KS | 2020 | NREL ATB: Commercial Battery Storage | LBL Tracking the Sun | DNV Proprietary Data
KS | Small 1 | Storage | Commercial | 19.2 | 76.8 | 1460 | 16.67% | 90% | 90% | 90% | 100% | 100% | 97.5% | 10 | 15 | Wichita, KS | 2021 | NREL ATB: Commercial Battery Storage | LBL Tracking the Sun | DNV Proprietary Data
KS | Small 1 | Storage | Commercial | 20 | 80 | 1460 | 16.67% | 90% | 90% | 90% | 100% | 100% | 97.5% | 10 | 15 | Wichita, KS | 2022 | NREL ATB: Commercial Battery Storage | LBL Tracking the Sun | DNV Proprietary Data
KS | Small 2 | Storage | Commercial | 60 | 240 | 1460 | 16.67% | 85% | 85% | 85% | 100% | 100% | 95% | 10 | 15 | Wichita, KS | 2012 | NREL ATB: Commercial Battery Storage | LBL Tracking the Sun | DNV Proprietary Data
KS | Small 2 | Storage | Commercial | 60 | 240 | 1460 | 16.67% | 86% | 86% | 86% | 100% | 100% | 95% | 10 | 15 | Wichita, KS | 2013 | NREL ATB: Commercial Battery Storage | LBL Tracking the Sun | DNV Proprietary Data
KS | Small 2 | Storage | Commercial | 60 | 240 | 1460 | 16.67% | 86% | 86% | 86% | 100% | 100% | 96% | 10 | 15 | Wichita, KS | 2014 | NREL ATB: Commercial Battery Storage | LBL Tracking the Sun | DNV Proprietary Data
KS | Small 2 | Storage | Commercial | 60 | 240 | 1460 | 16.67% | 87% | 87% | 87% | 100% | 100% | 96% | 10 | 15 | Wichita, KS | 2015 | NREL ATB: Commercial Battery Storage | LBL Tracking the Sun | DNV Proprietary Data
KS | Small 2 | Storage | Commercial | 60 | 240 | 1460 | 16.67% | 87% | 87% | 87% | 100% | 100% | 96% | 10 | 15 | Wichita, KS | 2016 | NREL ATB: Commercial Battery Storage | LBL Tracking the Sun | DNV Proprietary Data
KS | Small 2 | Storage | Commercial | 60 | 240 | 1460 | 16.67% | 87% | 87% | 87% | 100% | 100% | 96.5% | 10 | 15 | Wichita, KS | 2017 | NREL ATB: Commercial Battery Storage | LBL Tracking the Sun | DNV Proprietary Data
KS | Small 2 | Storage | Commercial | 60 | 240 | 1460 | 16.67% | 88% | 88% | 88% | 100% | 100% | 96.5% | 10 | 15 | Wichita, KS | 2018 | NREL ATB: Commercial Battery Storage | LBL Tracking the Sun | DNV Proprietary Data
KS | Small 2 | Storage | Commercial | 60 | 240 | 1460 | 16.67% | 88% | 88% | 88% | 100% | 100% | 97% | 10 | 15 | Wichita, KS | 2019 | NREL ATB: Commercial Battery Storage | LBL Tracking the Sun | DNV Proprietary Data
KS | Small 2 | Storage | Commercial | 60 | 240 | 1460 | 16.67% | 89% | 89% | 89% | 100% | 100% | 97% | 10 | 15 | Wichita, KS | 2020 | NREL ATB: Commercial Battery Storage | LBL Tracking the Sun | DNV Proprietary Data
KS | Small 2 | Storage | Commercial | 60 | 240 | 1460 | 16.67% | 90% | 90% | 90% | 100% | 100% | 97.5% | 10 | 15 | Wichita, KS | 2021 | NREL ATB: Commercial Battery Storage | LBL Tracking the Sun | DNV Proprietary Data
KS | Small 2 | Storage | Commercial | 60 | 240 | 1460 | 16.67% | 90% | 90% | 90% | 100% | 100% | 97.5% | 10 | 15 | Wichita, KS | 2022 | NREL ATB: Commercial Battery Storage | LBL Tracking the Sun | DNV Proprietary Data
KY | Large 1 | Storage | Commercial | 300 | 1200 | 1460 | 16.67% | 85% | 85% | 85% | 100% | 100% | 95% | 10 | 15 | Lexington, KY | 2012 | NREL ATB: Commercial Battery Storage | LBL Tracking the Sun | DNV Proprietary Data
KY | Large 1 | Storage | Commercial | 300 | 1200 | 1460 | 16.67% | 86% | 86% | 86% | 100% | 100% | 95% | 10 | 15 | Lexington, KY | 2013 | NREL ATB: Commercial Battery Storage | LBL Tracking the Sun | DNV Proprietary Data
KY | Large 1 | Storage | Commercial | 300 | 1200 | 1460 | 16.67% | 86% | 86% | 86% | 100% | 100% | 96% | 10 | 15 | Lexington, KY | 2014 | NREL ATB: Commercial Battery Storage | LBL Tracking the Sun | DNV Proprietary Data
KY | Large 1 | Storage | Commercial | 300 | 1200 | 1460 | 16.67% | 87% | 87% | 87% | 100% | 100% | 96% | 10 | 15 | Lexington, KY | 2015 | NREL ATB: Commercial Battery Storage | LBL Tracking the Sun | DNV Proprietary Data
KY | Large 1 | Storage | Commercial | 300 | 1200 | 1460 | 16.67% | 87% | 87% | 87% | 100% | 100% | 96% | 10 | 15 | Lexington, KY | 2016 | NREL ATB: Commercial Battery Storage | LBL Tracking the Sun | DNV Proprietary Data
KY | Large 1 | Storage | Commercial | 300 | 1200 | 1460 | 16.67% | 87% | 87% | 87% | 100% | 100% | 96.5% | 10 | 15 | Lexington, KY | 2017 | NREL ATB: Commercial Battery Storage | LBL Tracking the Sun | DNV Proprietary Data
KY | Large 1 | Storage | Commercial | 300 | 1200 | 1460 | 16.67% | 88% | 88% | 88% | 100% | 100% | 96.5% | 10 | 15 | Lexington, KY | 2018 | NREL ATB: Commercial Battery Storage | LBL Tracking the Sun | DNV Proprietary Data
KY | Large 1 | Storage | Commercial | 300 | 1200 | 1460 | 16.67% | 88% | 88% | 88% | 100% | 100% | 97% | 10 | 15 | Lexington, KY | 2019 | NREL ATB: Commercial Battery Storage | LBL Tracking the Sun | DNV Proprietary Data
KY | Large 1 | Storage | Commercial | 300 | 1200 | 1460 | 16.67% | 89% | 89% | 89% | 100% | 100% | 97% | 10 | 15 | Lexington, KY | 2020 | NREL ATB: Commercial Battery Storage | LBL Tracking the Sun | DNV Proprietary Data
KY | Large 1 | Storage | Commercial | 300 | 1200 | 1460 | 16.67% | 90% | 90% | 90% | 100% | 100% | 97.5% | 10 | 15 | Lexington, KY | 2021 | NREL ATB: Commercial Battery Storage | LBL Tracking the Sun | DNV Proprietary Data
KY | Large 1 | Storage | Commercial | 300 | 1200 | 1460 | 16.67% | 90% | 90% | 90% | 100% | 100% | 97.5% | 10 | 15 | Lexington, KY | 2022 | NREL ATB: Commercial Battery Storage | LBL Tracking the Sun | DNV Proprietary Data
KY | Medium | Storage | Commercial | 150 | 600 | 1460 | 16.67% | 85% | 85% | 85% | 100% | 100% | 95% | 10 | 15 | Lexington, KY | 2012 | NREL ATB: Commercial Battery Storage | LBL Tracking the Sun | DNV Proprietary Data
KY | Medium | Storage | Commercial | 150 | 600 | 1460 | 16.67% | 86% | 86% | 86% | 100% | 100% | 95% | 10 | 15 | Lexington, KY | 2013 | NREL ATB: Commercial Battery Storage | LBL Tracking the Sun | DNV Proprietary Data
KY | Medium | Storage | Commercial | 150 | 600 | 1460 | 16.67% | 86% | 86% | 86% | 100% | 100% | 96% | 10 | 15 | Lexington, KY | 2014 | NREL ATB: Commercial Battery Storage | LBL Tracking the Sun | DNV Proprietary Data
KY | Medium | Storage | Commercial | 150 | 600 | 1460 | 16.67% | 87% | 87% | 87% | 100% | 100% | 96% | 10 | 15 | Lexington, KY | 2015 | NREL ATB: Commercial Battery Storage | LBL Tracking the Sun | DNV Proprietary Data
KY | Medium | Storage | Commercial | 150 | 600 | 1460 | 16.67% | 87% | 87% | 87% | 100% | 100% | 96% | 10 | 15 | Lexington, KY | 2016 | NREL ATB: Commercial Battery Storage | LBL Tracking the Sun | DNV Proprietary Data
KY | Medium | Storage | Commercial | 150 | 600 | 1460 | 16.67% | 87% | 87% | 87% | 100% | 100% | 96.5% | 10 | 15 | Lexington, KY | 2017 | NREL ATB: Commercial Battery Storage | LBL Tracking the Sun | DNV Proprietary Data
KY | Medium | Storage | Commercial | 150 | 600 | 1460 | 16.67% | 88% | 88% | 88% | 100% | 100% | 96.5% | 10 | 15 | Lexington, KY | 2018 | NREL ATB: Commercial Battery Storage | LBL Tracking the Sun | DNV Proprietary Data
KY | Medium | Storage | Commercial | 150 | 600 | 1460 | 16.67% | 88% | 88% | 88% | 100% | 100% | 97% | 10 | 15 | Lexington, KY | 2019 | NREL ATB: Commercial Battery Storage | LBL Tracking the Sun | DNV Proprietary Data
KY | Medium | Storage | Commercial | 150 | 600 | 1460 | 16.67% | 89% | 89% | 89% | 100% | 100% | 97% | 10 | 15 | Lexington, KY | 2020 | NREL ATB: Commercial Battery Storage | LBL Tracking the Sun | DNV Proprietary Data
KY | Medium | Storage | Commercial | 150 | 600 | 1460 | 16.67% | 90% | 90% | 90% | 100% | 100% | 97.5% | 10 | 15 | Lexington, KY | 2021 | NREL ATB: Commercial Battery Storage | LBL Tracking the Sun | DNV Proprietary Data
KY | Medium | Storage | Commercial | 150 | 600 | 1460 | 16.67% | 90% | 90% | 90% | 100% | 100% | 97.5% | 10 | 15 | Lexington, KY | 2022 | NREL ATB: Commercial Battery Storage | LBL Tracking the Sun | DNV Proprietary Data
KY | Small 1 | Storage | Commercial | 19.9 | 79.6 | 1460 | 16.67% | 85% | 85% | 85% | 100% | 100% | 95% | 10 | 15 | Lexington, KY | 2012 | NREL ATB: Commercial Battery Storage | LBL Tracking the Sun | DNV Proprietary Data
KY | Small 1 | Storage | Commercial | 22 | 88 | 1460 | 16.67% | 86% | 86% | 86% | 100% | 100% | 95% | 10 | 15 | Lexington, KY | 2013 | NREL ATB: Commercial Battery Storage | LBL Tracking the Sun | DNV Proprietary Data
KY | Small 1 | Storage | Commercial | 20.4 | 81.6 | 1460 | 16.67% | 86% | 86% | 86% | 100% | 100% | 96% | 10 | 15 | Lexington, KY | 2014 | NREL ATB: Commercial Battery Storage | LBL Tracking the Sun | DNV Proprietary Data
KY | Small 1 | Storage | Commercial | 19.3 | 77.2 | 1460 | 16.67% | 87% | 87% | 87% | 100% | 100% | 96% | 10 | 15 | Lexington, KY | 2015 | NREL ATB: Commercial Battery Storage | LBL Tracking the Sun | DNV Proprietary Data
KY | Small 1 | Storage | Commercial | 19.5 | 78 | 1460 | 16.67% | 87% | 87% | 87% | 100% | 100% | 96% | 10 | 15 | Lexington, KY | 2016 | NREL ATB: Commercial Battery Storage | LBL Tracking the Sun | DNV Proprietary Data
KY | Small 1 | Storage | Commercial | 22.8 | 91.2 | 1460 | 16.67% | 87% | 87% | 87% | 100% | 100% | 96.5% | 10 | 15 | Lexington, KY | 2017 | NREL ATB: Commercial Battery Storage | LBL Tracking the Sun | DNV Proprietary Data
KY | Small 1 | Storage | Commercial | 23.1 | 92.4 | 1460 | 16.67% | 88% | 88% | 88% | 100% | 100% | 96.5% | 10 | 15 | Lexington, KY | 2018 | NREL ATB: Commercial Battery Storage | LBL Tracking the Sun | DNV Proprietary Data
KY | Small 1 | Storage | Commercial | 22.5 | 90 | 1460 | 16.67% | 88% | 88% | 88% | 100% | 100% | 97% | 10 | 15 | Lexington, KY | 2019 | NREL ATB: Commercial Battery Storage | LBL Tracking the Sun | DNV Proprietary Data
KY | Small 1 | Storage | Commercial | 21.4 | 85.6 | 1460 | 16.67% | 89% | 89% | 89% | 100% | 100% | 97% | 10 | 15 | Lexington, KY | 2020 | NREL ATB: Commercial Battery Storage | LBL Tracking the Sun | DNV Proprietary Data
KY | Small 1 | Storage | Commercial | 19.2 | 76.8 | 1460 | 16.67% | 90% | 90% | 90% | 100% | 100% | 97.5% | 10 | 15 | Lexington, KY | 2021 | NREL ATB: Commercial Battery Storage | LBL Tracking the Sun | DNV Proprietary Data
KY | Small 1 | Storage | Commercial | 20 | 80 | 1460 | 16.67% | 90% | 90% | 90% | 100% | 100% | 97.5% | 10 | 15 | Lexington, KY | 2022 | NREL ATB: Commercial Battery Storage | LBL Tracking the Sun | DNV Proprietary Data
KY | Small 2 | Storage | Commercial | 60 | 240 | 1460 | 16.67% | 85% | 85% | 85% | 100% | 100% | 95% | 10 | 15 | Lexington, KY | 2012 | NREL ATB: Commercial Battery Storage | LBL Tracking the Sun | DNV Proprietary Data
KY | Small 2 | Storage | Commercial | 60 | 240 | 1460 | 16.67% | 86% | 86% | 86% | 100% | 100% | 95% | 10 | 15 | Lexington, KY | 2013 | NREL ATB: Commercial Battery Storage | LBL Tracking the Sun | DNV Proprietary Data
KY | Small 2 | Storage | Commercial | 60 | 240 | 1460 | 16.67% | 86% | 86% | 86% | 100% | 100% | 96% | 10 | 15 | Lexington, KY | 2014 | NREL ATB: Commercial Battery Storage | LBL Tracking the Sun | DNV Proprietary Data
KY | Small 2 | Storage | Commercial | 60 | 240 | 1460 | 16.67% | 87% | 87% | 87% | 100% | 100% | 96% | 10 | 15 | Lexington, KY | 2015 | NREL ATB: Commercial Battery Storage | LBL Tracking the Sun | DNV Proprietary Data
KY | Small 2 | Storage | Commercial | 60 | 240 | 1460 | 16.67% | 87% | 87% | 87% | 100% | 100% | 96% | 10 | 15 | Lexington, KY | 2016 | NREL ATB: Commercial Battery Storage | LBL Tracking the Sun | DNV Proprietary Data
KY | Small 2 | Storage | Commercial | 60 | 240 | 1460 | 16.67% | 87% | 87% | 87% | 100% | 100% | 96.5% | 10 | 15 | Lexington, KY | 2017 | NREL ATB: Commercial Battery Storage | LBL Tracking the Sun | DNV Proprietary Data
KY | Small 2 | Storage | Commercial | 60 | 240 | 1460 | 16.67% | 88% | 88% | 88% | 100% | 100% | 96.5% | 10 | 15 | Lexington, KY | 2018 | NREL ATB: Commercial Battery Storage | LBL Tracking the Sun | DNV Proprietary Data
KY | Small 2 | Storage | Commercial | 60 | 240 | 1460 | 16.67% | 88% | 88% | 88% | 100% | 100% | 97% | 10 | 15 | Lexington, KY | 2019 | NREL ATB: Commercial Battery Storage | LBL Tracking the Sun | DNV Proprietary Data
KY | Small 2 | Storage | Commercial | 60 | 240 | 1460 | 16.67% | 89% | 89% | 89% | 100% | 100% | 97% | 10 | 15 | Lexington, KY | 2020 | NREL ATB: Commercial Battery Storage | LBL Tracking the Sun | DNV Proprietary Data
KY | Small 2 | Storage | Commercial | 60 | 240 | 1460 | 16.67% | 90% | 90% | 90% | 100% | 100% | 97.5% | 10 | 15 | Lexington, KY | 2021 | NREL ATB: Commercial Battery Storage | LBL Tracking the Sun | DNV Proprietary Data
KY | Small 2 | Storage | Commercial | 60 | 240 | 1460 | 16.67% | 90% | 90% | 90% | 100% | 100% | 97.5% | 10 | 15 | Lexington, KY | 2022 | NREL ATB: Commercial Battery Storage | LBL Tracking the Sun | DNV Proprietary Data
LA | Large 1 | Storage | Commercial | 300 | 1200 | 1460 | 16.67% | 85% | 85% | 85% | 100% | 100% | 95% | 10 | 15 | Baton Rouge, LA | 2012 | NREL ATB: Commercial Battery Storage | LBL Tracking the Sun | DNV Proprietary Data
LA | Large 1 | Storage | Commercial | 300 | 1200 | 1460 | 16.67% | 86% | 86% | 86% | 100% | 100% | 95% | 10 | 15 | Baton Rouge, LA | 2013 | NREL ATB: Commercial Battery Storage | LBL Tracking the Sun | DNV Proprietary Data
LA | Large 1 | Storage | Commercial | 300 | 1200 | 1460 | 16.67% | 86% | 86% | 86% | 100% | 100% | 96% | 10 | 15 | Baton Rouge, LA | 2014 | NREL ATB: Commercial Battery Storage | LBL Tracking the Sun | DNV Proprietary Data
LA | Large 1 | Storage | Commercial | 300 | 1200 | 1460 | 16.67% | 87% | 87% | 87% | 100% | 100% | 96% | 10 | 15 | Baton Rouge, LA | 2015 | NREL ATB: Commercial Battery Storage | LBL Tracking the Sun | DNV Proprietary Data
LA | Large 1 | Storage | Commercial | 300 | 1200 | 1460 | 16.67% | 87% | 87% | 87% | 100% | 100% | 96% | 10 | 15 | Baton Rouge, LA | 2016 | NREL ATB: Commercial Battery Storage | LBL Tracking the Sun | DNV Proprietary Data
LA | Large 1 | Storage | Commercial | 300 | 1200 | 1460 | 16.67% | 87% | 87% | 87% | 100% | 100% | 96.5% | 10 | 15 | Baton Rouge, LA | 2017 | NREL ATB: Commercial Battery Storage | LBL Tracking the Sun | DNV Proprietary Data
LA | Large 1 | Storage | Commercial | 300 | 1200 | 1460 | 16.67% | 88% | 88% | 88% | 100% | 100% | 96.5% | 10 | 15 | Baton Rouge, LA | 2018 | NREL ATB: Commercial Battery Storage | LBL Tracking the Sun | DNV Proprietary Data
LA | Large 1 | Storage | Commercial | 300 | 1200 | 1460 | 16.67% | 88% | 88% | 88% | 100% | 100% | 97% | 10 | 15 | Baton Rouge, LA | 2019 | NREL ATB: Commercial Battery Storage | LBL Tracking the Sun | DNV Proprietary Data
LA | Large 1 | Storage | Commercial | 300 | 1200 | 1460 | 16.67% | 89% | 89% | 89% | 100% | 100% | 97% | 10 | 15 | Baton Rouge, LA | 2020 | NREL ATB: Commercial Battery Storage | LBL Tracking the Sun | DNV Proprietary Data
LA | Large 1 | Storage | Commercial | 300 | 1200 | 1460 | 16.67% | 90% | 90% | 90% | 100% | 100% | 97.5% | 10 | 15 | Baton Rouge, LA | 2021 | NREL ATB: Commercial Battery Storage | LBL Tracking the Sun | DNV Proprietary Data
LA | Large 1 | Storage | Commercial | 300 | 1200 | 1460 | 16.67% | 90% | 90% | 90% | 100% | 100% | 97.5% | 10 | 15 | Baton Rouge, LA | 2022 | NREL ATB: Commercial Battery Storage | LBL Tracking the Sun | DNV Proprietary Data
LA | Medium | Storage | Commercial | 150 | 600 | 1460 | 16.67% | 85% | 85% | 85% | 100% | 100% | 95% | 10 | 15 | Baton Rouge, LA | 2012 | NREL ATB: Commercial Battery Storage | LBL Tracking the Sun | DNV Proprietary Data
LA | Medium | Storage | Commercial | 150 | 600 | 1460 | 16.67% | 86% | 86% | 86% | 100% | 100% | 95% | 10 | 15 | Baton Rouge, LA | 2013 | NREL ATB: Commercial Battery Storage | LBL Tracking the Sun | DNV Proprietary Data
LA | Medium | Storage | Commercial | 150 | 600 | 1460 | 16.67% | 86% | 86% | 86% | 100% | 100% | 96% | 10 | 15 | Baton Rouge, LA | 2014 | NREL ATB: Commercial Battery Storage | LBL Tracking the Sun | DNV Proprietary Data
LA | Medium | Storage | Commercial | 150 | 600 | 1460 | 16.67% | 87% | 87% | 87% | 100% | 100% | 96% | 10 | 15 | Baton Rouge, LA | 2015 | NREL ATB: Commercial Battery Storage | LBL Tracking the Sun | DNV Proprietary Data
LA | Medium | Storage | Commercial | 150 | 600 | 1460 | 16.67% | 87% | 87% | 87% | 100% | 100% | 96% | 10 | 15 | Baton Rouge, LA | 2016 | NREL ATB: Commercial Battery Storage | LBL Tracking the Sun | DNV Proprietary Data
LA | Medium | Storage | Commercial | 150 | 600 | 1460 | 16.67% | 87% | 87% | 87% | 100% | 100% | 96.5% | 10 | 15 | Baton Rouge, LA | 2017 | NREL ATB: Commercial Battery Storage | LBL Tracking the Sun | DNV Proprietary Data
LA | Medium | Storage | Commercial | 150 | 600 | 1460 | 16.67% | 88% | 88% | 88% | 100% | 100% | 96.5% | 10 | 15 | Baton Rouge, LA | 2018 | NREL ATB: Commercial Battery Storage | LBL Tracking the Sun | DNV Proprietary Data
LA | Medium | Storage | Commercial | 150 | 600 | 1460 | 16.67% | 88% | 88% | 88% | 100% | 100% | 97% | 10 | 15 | Baton Rouge, LA | 2019 | NREL ATB: Commercial Battery Storage | LBL Tracking the Sun | DNV Proprietary Data
LA | Medium | Storage | Commercial | 150 | 600 | 1460 | 16.67% | 89% | 89% | 89% | 100% | 100% | 97% | 10 | 15 | Baton Rouge, LA | 2020 | NREL ATB: Commercial Battery Storage | LBL Tracking the Sun | DNV Proprietary Data
LA | Medium | Storage | Commercial | 150 | 600 | 1460 | 16.67% | 90% | 90% | 90% | 100% | 100% | 97.5% | 10 | 15 | Baton Rouge, LA | 2021 | NREL ATB: Commercial Battery Storage | LBL Tracking the Sun | DNV Proprietary Data
LA | Medium | Storage | Commercial | 150 | 600 | 1460 | 16.67% | 90% | 90% | 90% | 100% | 100% | 97.5% | 10 | 15 | Baton Rouge, LA | 2022 | NREL ATB: Commercial Battery Storage | LBL Tracking the Sun | DNV Proprietary Data
LA | Small 1 | Storage | Commercial | 19.9 | 79.6 | 1460 | 16.67% | 85% | 85% | 85% | 100% | 100% | 95% | 10 | 15 | Baton Rouge, LA | 2012 | NREL ATB: Commercial Battery Storage | LBL Tracking the Sun | DNV Proprietary Data
LA | Small 1 | Storage | Commercial | 22 | 88 | 1460 | 16.67% | 86% | 86% | 86% | 100% | 100% | 95% | 10 | 15 | Baton Rouge, LA | 2013 | NREL ATB: Commercial Battery Storage | LBL Tracking the Sun | DNV Proprietary Data
LA | Small 1 | Storage | Commercial | 20.4 | 81.6 | 1460 | 16.67% | 86% | 86% | 86% | 100% | 100% | 96% | 10 | 15 | Baton Rouge, LA | 2014 | NREL ATB: Commercial Battery Storage | LBL Tracking the Sun | DNV Proprietary Data
LA | Small 1 | Storage | Commercial | 19.3 | 77.2 | 1460 | 16.67% | 87% | 87% | 87% | 100% | 100% | 96% | 10 | 15 | Baton Rouge, LA | 2015 | NREL ATB: Commercial Battery Storage | LBL Tracking the Sun | DNV Proprietary Data
LA | Small 1 | Storage | Commercial | 19.5 | 78 | 1460 | 16.67% | 87% | 87% | 87% | 100% | 100% | 96% | 10 | 15 | Baton Rouge, LA | 2016 | NREL ATB: Commercial Battery Storage | LBL Tracking the Sun | DNV Proprietary Data
LA | Small 1 | Storage | Commercial | 22.8 | 91.2 | 1460 | 16.67% | 87% | 87% | 87% | 100% | 100% | 96.5% | 10 | 15 | Baton Rouge, LA | 2017 | NREL ATB: Commercial Battery Storage | LBL Tracking the Sun | DNV Proprietary Data
LA | Small 1 | Storage | Commercial | 23.1 | 92.4 | 1460 | 16.67% | 88% | 88% | 88% | 100% | 100% | 96.5% | 10 | 15 | Baton Rouge, LA | 2018 | NREL ATB: Commercial Battery Storage | LBL Tracking the Sun | DNV Proprietary Data
LA | Small 1 | Storage | Commercial | 22.5 | 90 | 1460 | 16.67% | 88% | 88% | 88% | 100% | 100% | 97% | 10 | 15 | Baton Rouge, LA | 2019 | NREL ATB: Commercial Battery Storage | LBL Tracking the Sun | DNV Proprietary Data
LA | Small 1 | Storage | Commercial | 21.4 | 85.6 | 1460 | 16.67% | 89% | 89% | 89% | 100% | 100% | 97% | 10 | 15 | Baton Rouge, LA | 2020 | NREL ATB: Commercial Battery Storage | LBL Tracking the Sun | DNV Proprietary Data
LA | Small 1 | Storage | Commercial | 19.2 | 76.8 | 1460 | 16.67% | 90% | 90% | 90% | 100% | 100% | 97.5% | 10 | 15 | Baton Rouge, LA | 2021 | NREL ATB: Commercial Battery Storage | LBL Tracking the Sun | DNV Proprietary Data
LA | Small 1 | Storage | Commercial | 20 | 80 | 1460 | 16.67% | 90% | 90% | 90% | 100% | 100% | 97.5% | 10 | 15 | Baton Rouge, LA | 2022 | NREL ATB: Commercial Battery Storage | LBL Tracking the Sun | DNV Proprietary Data
LA | Small 2 | Storage | Commercial | 60 | 240 | 1460 | 16.67% | 85% | 85% | 85% | 100% | 100% | 95% | 10 | 15 | Baton Rouge, LA | 2012 | NREL ATB: Commercial Battery Storage | LBL Tracking the Sun | DNV Proprietary Data
LA | Small 2 | Storage | Commercial | 60 | 240 | 1460 | 16.67% | 86% | 86% | 86% | 100% | 100% | 95% | 10 | 15 | Baton Rouge, LA | 2013 | NREL ATB: Commercial Battery Storage | LBL Tracking the Sun | DNV Proprietary Data
LA | Small 2 | Storage | Commercial | 60 | 240 | 1460 | 16.67% | 86% | 86% | 86% | 100% | 100% | 96% | 10 | 15 | Baton Rouge, LA | 2014 | NREL ATB: Commercial Battery Storage | LBL Tracking the Sun | DNV Proprietary Data
LA | Small 2 | Storage | Commercial | 60 | 240 | 1460 | 16.67% | 87% | 87% | 87% | 100% | 100% | 96% | 10 | 15 | Baton Rouge, LA | 2015 | NREL ATB: Commercial Battery Storage | LBL Tracking the Sun | DNV Proprietary Data
LA | Small 2 | Storage | Commercial | 60 | 240 | 1460 | 16.67% | 87% | 87% | 87% | 100% | 100% | 96% | 10 | 15 | Baton Rouge, LA | 2016 | NREL ATB: Commercial Battery Storage | LBL Tracking the Sun | DNV Proprietary Data
LA | Small 2 | Storage | Commercial | 60 | 240 | 1460 | 16.67% | 87% | 87% | 87% | 100% | 100% | 96.5% | 10 | 15 | Baton Rouge, LA | 2017 | NREL ATB: Commercial Battery Storage | LBL Tracking the Sun | DNV Proprietary Data
LA | Small 2 | Storage | Commercial | 60 | 240 | 1460 | 16.67% | 88% | 88% | 88% | 100% | 100% | 96.5% | 10 | 15 | Baton Rouge, LA | 2018 | NREL ATB: Commercial Battery Storage | LBL Tracking the Sun | DNV Proprietary Data
LA | Small 2 | Storage | Commercial | 60 | 240 | 1460 | 16.67% | 88% | 88% | 88% | 100% | 100% | 97% | 10 | 15 | Baton Rouge, LA | 2019 | NREL ATB: Commercial Battery Storage | LBL Tracking the Sun | DNV Proprietary Data
LA | Small 2 | Storage | Commercial | 60 | 240 | 1460 | 16.67% | 89% | 89% | 89% | 100% | 100% | 97% | 10 | 15 | Baton Rouge, LA | 2020 | NREL ATB: Commercial Battery Storage | LBL Tracking the Sun | DNV Proprietary Data
LA | Small 2 | Storage | Commercial | 60 | 240 | 1460 | 16.67% | 90% | 90% | 90% | 100% | 100% | 97.5% | 10 | 15 | Baton Rouge, LA | 2021 | NREL ATB: Commercial Battery Storage | LBL Tracking the Sun | DNV Proprietary Data
LA | Small 2 | Storage | Commercial | 60 | 240 | 1460 | 16.67% | 90% | 90% | 90% | 100% | 100% | 97.5% | 10 | 15 | Baton Rouge, LA | 2022 | NREL ATB: Commercial Battery Storage | LBL Tracking the Sun | DNV Proprietary Data
MA | Large 1 | Storage | Commercial | 300 | 1200 | 1460 | 16.67% | 85% | 85% | 85% | 100% | 100% | 95% | 10 | 15 | Boston, MA | 2012 | NREL ATB: Commercial Battery Storage | LBL Tracking the Sun | DNV Proprietary Data
MA | Large 1 | Storage | Commercial | 300 | 1200 | 1460 | 16.67% | 86% | 86% | 86% | 100% | 100% | 95% | 10 | 15 | Boston, MA | 2013 | NREL ATB: Commercial Battery Storage | LBL Tracking the Sun | DNV Proprietary Data
MA | Large 1 | Storage | Commercial | 300 | 1200 | 1460 | 16.67% | 86% | 86% | 86% | 100% | 100% | 96% | 10 | 15 | Boston, MA | 2014 | NREL ATB: Commercial Battery Storage | LBL Tracking the Sun | DNV Proprietary Data
MA | Large 1 | Storage | Commercial | 300 | 1200 | 1460 | 16.67% | 87% | 87% | 87% | 100% | 100% | 96% | 10 | 15 | Boston, MA | 2015 | NREL ATB: Commercial Battery Storage | LBL Tracking the Sun | DNV Proprietary Data
MA | Large 1 | Storage | Commercial | 300 | 1200 | 1460 | 16.67% | 87% | 87% | 87% | 100% | 100% | 96% | 10 | 15 | Boston, MA | 2016 | NREL ATB: Commercial Battery Storage | LBL Tracking the Sun | DNV Proprietary Data
MA | Large 1 | Storage | Commercial | 300 | 1200 | 1460 | 16.67% | 87% | 87% | 87% | 100% | 100% | 96.5% | 10 | 15 | Boston, MA | 2017 | NREL ATB: Commercial Battery Storage | LBL Tracking the Sun | DNV Proprietary Data
MA | Large 1 | Storage | Commercial | 300 | 1200 | 1460 | 16.67% | 88% | 88% | 88% | 100% | 100% | 96.5% | 10 | 15 | Boston, MA | 2018 | NREL ATB: Commercial Battery Storage | LBL Tracking the Sun | DNV Proprietary Data
MA | Large 1 | Storage | Commercial | 300 | 1200 | 1460 | 16.67% | 88% | 88% | 88% | 100% | 100% | 97% | 10 | 15 | Boston, MA | 2019 | NREL ATB: Commercial Battery Storage | LBL Tracking the Sun | DNV Proprietary Data
MA | Large 1 | Storage | Commercial | 300 | 1200 | 1460 | 16.67% | 89% | 89% | 89% | 100% | 100% | 97% | 10 | 15 | Boston, MA | 2020 | NREL ATB: Commercial Battery Storage | LBL Tracking the Sun | DNV Proprietary Data
MA | Large 1 | Storage | Commercial | 300 | 1200 | 1460 | 16.67% | 90% | 90% | 90% | 100% | 100% | 97.5% | 10 | 15 | Boston, MA | 2021 | NREL ATB: Commercial Battery Storage | LBL Tracking the Sun | DNV Proprietary Data
MA | Large 1 | Storage | Commercial | 300 | 1200 | 1460 | 16.67% | 90% | 90% | 90% | 100% | 100% | 97.5% | 10 | 15 | Boston, MA | 2022 | NREL ATB: Commercial Battery Storage | LBL Tracking the Sun | DNV Proprietary Data
MA | Medium | Storage | Commercial | 150 | 600 | 1460 | 16.67% | 85% | 85% | 85% | 100% | 100% | 95% | 10 | 15 | Boston, MA | 2012 | NREL ATB: Commercial Battery Storage | LBL Tracking the Sun | DNV Proprietary Data
MA | Medium | Storage | Commercial | 150 | 600 | 1460 | 16.67% | 86% | 86% | 86% | 100% | 100% | 95% | 10 | 15 | Boston, MA | 2013 | NREL ATB: Commercial Battery Storage | LBL Tracking the Sun | DNV Proprietary Data
MA | Medium | Storage | Commercial | 150 | 600 | 1460 | 16.67% | 86% | 86% | 86% | 100% | 100% | 96% | 10 | 15 | Boston, MA | 2014 | NREL ATB: Commercial Battery Storage | LBL Tracking the Sun | DNV Proprietary Data
MA | Medium | Storage | Commercial | 150 | 600 | 1460 | 16.67% | 87% | 87% | 87% | 100% | 100% | 96% | 10 | 15 | Boston, MA | 2015 | NREL ATB: Commercial Battery Storage | LBL Tracking the Sun | DNV Proprietary Data
MA | Medium | Storage | Commercial | 150 | 600 | 1460 | 16.67% | 87% | 87% | 87% | 100% | 100% | 96% | 10 | 15 | Boston, MA | 2016 | NREL ATB: Commercial Battery Storage | LBL Tracking the Sun | DNV Proprietary Data
MA | Medium | Storage | Commercial | 150 | 600 | 1460 | 16.67% | 87% | 87% | 87% | 100% | 100% | 96.5% | 10 | 15 | Boston, MA | 2017 | NREL ATB: Commercial Battery Storage | LBL Tracking the Sun | DNV Proprietary Data
MA | Medium | Storage | Commercial | 150 | 600 | 1460 | 16.67% | 88% | 88% | 88% | 100% | 100% | 96.5% | 10 | 15 | Boston, MA | 2018 | NREL ATB: Commercial Battery Storage | LBL Tracking the Sun | DNV Proprietary Data
MA | Medium | Storage | Commercial | 150 | 600 | 1460 | 16.67% | 88% | 88% | 88% | 100% | 100% | 97% | 10 | 15 | Boston, MA | 2019 | NREL ATB: Commercial Battery Storage | LBL Tracking the Sun | DNV Proprietary Data
MA | Medium | Storage | Commercial | 150 | 600 | 1460 | 16.67% | 89% | 89% | 89% | 100% | 100% | 97% | 10 | 15 | Boston, MA | 2020 | NREL ATB: Commercial Battery Storage | LBL Tracking the Sun | DNV Proprietary Data
MA | Medium | Storage | Commercial | 150 | 600 | 1460 | 16.67% | 90% | 90% | 90% | 100% | 100% | 97.5% | 10 | 15 | Boston, MA | 2021 | NREL ATB: Commercial Battery Storage | LBL Tracking the Sun | DNV Proprietary Data
MA | Medium | Storage | Commercial | 150 | 600 | 1460 | 16.67% | 90% | 90% | 90% | 100% | 100% | 97.5% | 10 | 15 | Boston, MA | 2022 | NREL ATB: Commercial Battery Storage | LBL Tracking the Sun | DNV Proprietary Data
MA | Small 1 | Storage | Commercial | 19.9 | 79.6 | 1460 | 16.67% | 85% | 85% | 85% | 100% | 100% | 95% | 10 | 15 | Boston, MA | 2012 | NREL ATB: Commercial Battery Storage | LBL Tracking the Sun | DNV Proprietary Data
MA | Small 1 | Storage | Commercial | 22 | 88 | 1460 | 16.67% | 86% | 86% | 86% | 100% | 100% | 95% | 10 | 15 | Boston, MA | 2013 | NREL ATB: Commercial Battery Storage | LBL Tracking the Sun | DNV Proprietary Data
MA | Small 1 | Storage | Commercial | 20.4 | 81.6 | 1460 | 16.67% | 86% | 86% | 86% | 100% | 100% | 96% | 10 | 15 | Boston, MA | 2014 | NREL ATB: Commercial Battery Storage | LBL Tracking the Sun | DNV Proprietary Data
MA | Small 1 | Storage | Commercial | 19.3 | 77.2 | 1460 | 16.67% | 87% | 87% | 87% | 100% | 100% | 96% | 10 | 15 | Boston, MA | 2015 | NREL ATB: Commercial Battery Storage | LBL Tracking the Sun | DNV Proprietary Data
MA | Small 1 | Storage | Commercial | 19.5 | 78 | 1460 | 16.67% | 87% | 87% | 87% | 100% | 100% | 96% | 10 | 15 | Boston, MA | 2016 | NREL ATB: Commercial Battery Storage | LBL Tracking the Sun | DNV Proprietary Data
MA | Small 1 | Storage | Commercial | 22.8 | 91.2 | 1460 | 16.67% | 87% | 87% | 87% | 100% | 100% | 96.5% | 10 | 15 | Boston, MA | 2017 | NREL ATB: Commercial Battery Storage | LBL Tracking the Sun | DNV Proprietary Data
MA | Small 1 | Storage | Commercial | 23.1 | 92.4 | 1460 | 16.67% | 88% | 88% | 88% | 100% | 100% | 96.5% | 10 | 15 | Boston, MA | 2018 | NREL ATB: Commercial Battery Storage | LBL Tracking the Sun | DNV Proprietary Data
MA | Small 1 | Storage | Commercial | 22.5 | 90 | 1460 | 16.67% | 88% | 88% | 88% | 100% | 100% | 97% | 10 | 15 | Boston, MA | 2019 | NREL ATB: Commercial Battery Storage | LBL Tracking the Sun | DNV Proprietary Data
MA | Small 1 | Storage | Commercial | 21.4 | 85.6 | 1460 | 16.67% | 89% | 89% | 89% | 100% | 100% | 97% | 10 | 15 | Boston, MA | 2020 | NREL ATB: Commercial Battery Storage | LBL Tracking the Sun | DNV Proprietary Data
MA | Small 1 | Storage | Commercial | 19.2 | 76.8 | 1460 | 16.67% | 90% | 90% | 90% | 100% | 100% | 97.5% | 10 | 15 | Boston, MA | 2021 | NREL ATB: Commercial Battery Storage | LBL Tracking the Sun | DNV Proprietary Data
MA | Small 1 | Storage | Commercial | 20 | 80 | 1460 | 16.67% | 90% | 90% | 90% | 100% | 100% | 97.5% | 10 | 15 | Boston, MA | 2022 | NREL ATB: Commercial Battery Storage | LBL Tracking the Sun | DNV Proprietary Data
MA | Small 2 | Storage | Commercial | 60 | 240 | 1460 | 16.67% | 85% | 85% | 85% | 100% | 100% | 95% | 10 | 15 | Boston, MA | 2012 | NREL ATB: Commercial Battery Storage | LBL Tracking the Sun | DNV Proprietary Data
MA | Small 2 | Storage | Commercial | 60 | 240 | 1460 | 16.67% | 86% | 86% | 86% | 100% | 100% | 95% | 10 | 15 | Boston, MA | 2013 | NREL ATB: Commercial Battery Storage | LBL Tracking the Sun | DNV Proprietary Data
MA | Small 2 | Storage | Commercial | 60 | 240 | 1460 | 16.67% | 86% | 86% | 86% | 100% | 100% | 96% | 10 | 15 | Boston, MA | 2014 | NREL ATB: Commercial Battery Storage | LBL Tracking the Sun | DNV Proprietary Data
MA | Small 2 | Storage | Commercial | 60 | 240 | 1460 | 16.67% | 87% | 87% | 87% | 100% | 100% | 96% | 10 | 15 | Boston, MA | 2015 | NREL ATB: Commercial Battery Storage | LBL Tracking the Sun | DNV Proprietary Data
MA | Small 2 | Storage | Commercial | 60 | 240 | 1460 | 16.67% | 87% | 87% | 87% | 100% | 100% | 96% | 10 | 15 | Boston, MA | 2016 | NREL ATB: Commercial Battery Storage | LBL Tracking the Sun | DNV Proprietary Data
MA | Small 2 | Storage | Commercial | 60 | 240 | 1460 | 16.67% | 87% | 87% | 87% | 100% | 100% | 96.5% | 10 | 15 | Boston, MA | 2017 | NREL ATB: Commercial Battery Storage | LBL Tracking the Sun | DNV Proprietary Data
MA | Small 2 | Storage | Commercial | 60 | 240 | 1460 | 16.67% | 88% | 88% | 88% | 100% | 100% | 96.5% | 10 | 15 | Boston, MA | 2018 | NREL ATB: Commercial Battery Storage | LBL Tracking the Sun | DNV Proprietary Data
MA | Small 2 | Storage | Commercial | 60 | 240 | 1460 | 16.67% | 88% | 88% | 88% | 100% | 100% | 97% | 10 | 15 | Boston, MA | 2019 | NREL ATB: Commercial Battery Storage | LBL Tracking the Sun | DNV Proprietary Data
MA | Small 2 | Storage | Commercial | 60 | 240 | 1460 | 16.67% | 89% | 89% | 89% | 100% | 100% | 97% | 10 | 15 | Boston, MA | 2020 | NREL ATB: Commercial Battery Storage | LBL Tracking the Sun | DNV Proprietary Data
MA | Small 2 | Storage | Commercial | 60 | 240 | 1460 | 16.67% | 90% | 90% | 90% | 100% | 100% | 97.5% | 10 | 15 | Boston, MA | 2021 | NREL ATB: Commercial Battery Storage | LBL Tracking the Sun | DNV Proprietary Data
MA | Small 2 | Storage | Commercial | 60 | 240 | 1460 | 16.67% | 90% | 90% | 90% | 100% | 100% | 97.5% | 10 | 15 | Boston, MA | 2022 | NREL ATB: Commercial Battery Storage | LBL Tracking the Sun | DNV Proprietary Data
MD | Large 1 | Storage | Commercial | 300 | 1200 | 1460 | 16.67% | 85% | 85% | 85% | 100% | 100% | 95% | 10 | 15 | Baltimore, MD | 2012 | NREL ATB: Commercial Battery Storage | LBL Tracking the Sun | DNV Proprietary Data
MD | Large 1 | Storage | Commercial | 300 | 1200 | 1460 | 16.67% | 86% | 86% | 86% | 100% | 100% | 95% | 10 | 15 | Baltimore, MD | 2013 | NREL ATB: Commercial Battery Storage | LBL Tracking the Sun | DNV Proprietary Data
MD | Large 1 | Storage | Commercial | 300 | 1200 | 1460 | 16.67% | 86% | 86% | 86% | 100% | 100% | 96% | 10 | 15 | Baltimore, MD | 2014 | NREL ATB: Commercial Battery Storage | LBL Tracking the Sun | DNV Proprietary Data
MD | Large 1 | Storage | Commercial | 300 | 1200 | 1460 | 16.67% | 87% | 87% | 87% | 100% | 100% | 96% | 10 | 15 | Baltimore, MD | 2015 | NREL ATB: Commercial Battery Storage | LBL Tracking the Sun | DNV Proprietary Data
MD | Large 1 | Storage | Commercial | 300 | 1200 | 1460 | 16.67% | 87% | 87% | 87% | 100% | 100% | 96% | 10 | 15 | Baltimore, MD | 2016 | NREL ATB: Commercial Battery Storage | LBL Tracking the Sun | DNV Proprietary Data
MD | Large 1 | Storage | Commercial | 300 | 1200 | 1460 | 16.67% | 87% | 87% | 87% | 100% | 100% | 96.5% | 10 | 15 | Baltimore, MD | 2017 | NREL ATB: Commercial Battery Storage | LBL Tracking the Sun | DNV Proprietary Data
MD | Large 1 | Storage | Commercial | 300 | 1200 | 1460 | 16.67% | 88% | 88% | 88% | 100% | 100% | 96.5% | 10 | 15 | Baltimore, MD | 2018 | NREL ATB: Commercial Battery Storage | LBL Tracking the Sun | DNV Proprietary Data
MD | Large 1 | Storage | Commercial | 300 | 1200 | 1460 | 16.67% | 88% | 88% | 88% | 100% | 100% | 97% | 10 | 15 | Baltimore, MD | 2019 | NREL ATB: Commercial Battery Storage | LBL Tracking the Sun | DNV Proprietary Data
MD | Large 1 | Storage | Commercial | 300 | 1200 | 1460 | 16.67% | 89% | 89% | 89% | 100% | 100% | 97% | 10 | 15 | Baltimore, MD | 2020 | NREL ATB: Commercial Battery Storage | LBL Tracking the Sun | DNV Proprietary Data
MD | Large 1 | Storage | Commercial | 300 | 1200 | 1460 | 16.67% | 90% | 90% | 90% | 100% | 100% | 97.5% | 10 | 15 | Baltimore, MD | 2021 | NREL ATB: Commercial Battery Storage | LBL Tracking the Sun | DNV Proprietary Data
MD | Large 1 | Storage | Commercial | 300 | 1200 | 1460 | 16.67% | 90% | 90% | 90% | 100% | 100% | 97.5% | 10 | 15 | Baltimore, MD | 2022 | NREL ATB: Commercial Battery Storage | LBL Tracking the Sun | DNV Proprietary Data
MD | Medium | Storage | Commercial | 150 | 600 | 1460 | 16.67% | 85% | 85% | 85% | 100% | 100% | 95% | 10 | 15 | Baltimore, MD | 2012 | NREL ATB: Commercial Battery Storage | LBL Tracking the Sun | DNV Proprietary Data
MD | Medium | Storage | Commercial | 150 | 600 | 1460 | 16.67% | 86% | 86% | 86% | 100% | 100% | 95% | 10 | 15 | Baltimore, MD | 2013 | NREL ATB: Commercial Battery Storage | LBL Tracking the Sun | DNV Proprietary Data
MD | Medium | Storage | Commercial | 150 | 600 | 1460 | 16.67% | 86% | 86% | 86% | 100% | 100% | 96% | 10 | 15 | Baltimore, MD | 2014 | NREL ATB: Commercial Battery Storage | LBL Tracking the Sun | DNV Proprietary Data
MD | Medium | Storage | Commercial | 150 | 600 | 1460 | 16.67% | 87% | 87% | 87% | 100% | 100% | 96% | 10 | 15 | Baltimore, MD | 2015 | NREL ATB: Commercial Battery Storage | LBL Tracking the Sun | DNV Proprietary Data
MD | Medium | Storage | Commercial | 150 | 600 | 1460 | 16.67% | 87% | 87% | 87% | 100% | 100% | 96% | 10 | 15 | Baltimore, MD | 2016 | NREL ATB: Commercial Battery Storage | LBL Tracking the Sun | DNV Proprietary Data
MD | Medium | Storage | Commercial | 150 | 600 | 1460 | 16.67% | 87% | 87% | 87% | 100% | 100% | 96.5% | 10 | 15 | Baltimore, MD | 2017 | NREL ATB: Commercial Battery Storage | LBL Tracking the Sun | DNV Proprietary Data
MD | Medium | Storage | Commercial | 150 | 600 | 1460 | 16.67% | 88% | 88% | 88% | 100% | 100% | 96.5% | 10 | 15 | Baltimore, MD | 2018 | NREL ATB: Commercial Battery Storage | LBL Tracking the Sun | DNV Proprietary Data
MD | Medium | Storage | Commercial | 150 | 600 | 1460 | 16.67% | 88% | 88% | 88% | 100% | 100% | 97% | 10 | 15 | Baltimore, MD | 2019 | NREL ATB: Commercial Battery Storage | LBL Tracking the Sun | DNV Proprietary Data
MD | Medium | Storage | Commercial | 150 | 600 | 1460 | 16.67% | 89% | 89% | 89% | 100% | 100% | 97% | 10 | 15 | Baltimore, MD | 2020 | NREL ATB: Commercial Battery Storage | LBL Tracking the Sun | DNV Proprietary Data
MD | Medium | Storage | Commercial | 150 | 600 | 1460 | 16.67% | 90% | 90% | 90% | 100% | 100% | 97.5% | 10 | 15 | Baltimore, MD | 2021 | NREL ATB: Commercial Battery Storage | LBL Tracking the Sun | DNV Proprietary Data
MD | Medium | Storage | Commercial | 150 | 600 | 1460 | 16.67% | 90% | 90% | 90% | 100% | 100% | 97.5% | 10 | 15 | Baltimore, MD | 2022 | NREL ATB: Commercial Battery Storage | LBL Tracking the Sun | DNV Proprietary Data
MD | Small 1 | Storage | Commercial | 19.9 | 79.6 | 1460 | 16.67% | 85% | 85% | 85% | 100% | 100% | 95% | 10 | 15 | Baltimore, MD | 2012 | NREL ATB: Commercial Battery Storage | LBL Tracking the Sun | DNV Proprietary Data
MD | Small 1 | Storage | Commercial | 22 | 88 | 1460 | 16.67% | 86% | 86% | 86% | 100% | 100% | 95% | 10 | 15 | Baltimore, MD | 2013 | NREL ATB: Commercial Battery Storage | LBL Tracking the Sun | DNV Proprietary Data
MD | Small 1 | Storage | Commercial | 20.4 | 81.6 | 1460 | 16.67% | 86% | 86% | 86% | 100% | 100% | 96% | 10 | 15 | Baltimore, MD | 2014 | NREL ATB: Commercial Battery Storage | LBL Tracking the Sun | DNV Proprietary Data
MD | Small 1 | Storage | Commercial | 19.3 | 77.2 | 1460 | 16.67% | 87% | 87% | 87% | 100% | 100% | 96% | 10 | 15 | Baltimore, MD | 2015 | NREL ATB: Commercial Battery Storage | LBL Tracking the Sun | DNV Proprietary Data
MD | Small 1 | Storage | Commercial | 19.5 | 78 | 1460 | 16.67% | 87% | 87% | 87% | 100% | 100% | 96% | 10 | 15 | Baltimore, MD | 2016 | NREL ATB: Commercial Battery Storage | LBL Tracking the Sun | DNV Proprietary Data
MD | Small 1 | Storage | Commercial | 22.8 | 91.2 | 1460 | 16.67% | 87% | 87% | 87% | 100% | 100% | 96.5% | 10 | 15 | Baltimore, MD | 2017 | NREL ATB: Commercial Battery Storage | LBL Tracking the Sun | DNV Proprietary Data
MD | Small 1 | Storage | Commercial | 23.1 | 92.4 | 1460 | 16.67% | 88% | 88% | 88% | 100% | 100% | 96.5% | 10 | 15 | Baltimore, MD | 2018 | NREL ATB: Commercial Battery Storage | LBL Tracking the Sun | DNV Proprietary Data
MD | Small 1 | Storage | Commercial | 22.5 | 90 | 1460 | 16.67% | 88% | 88% | 88% | 100% | 100% | 97% | 10 | 15 | Baltimore, MD | 2019 | NREL ATB: Commercial Battery Storage | LBL Tracking the Sun | DNV Proprietary Data
MD | Small 1 | Storage | Commercial | 21.4 | 85.6 | 1460 | 16.67% | 89% | 89% | 89% | 100% | 100% | 97% | 10 | 15 | Baltimore, MD | 2020 | NREL ATB: Commercial Battery Storage | LBL Tracking the Sun | DNV Proprietary Data
MD | Small 1 | Storage | Commercial | 19.2 | 76.8 | 1460 | 16.67% | 90% | 90% | 90% | 100% | 100% | 97.5% | 10 | 15 | Baltimore, MD | 2021 | NREL ATB: Commercial Battery Storage | LBL Tracking the Sun | DNV Proprietary Data
MD | Small 1 | Storage | Commercial | 20 | 80 | 1460 | 16.67% | 90% | 90% | 90% | 100% | 100% | 97.5% | 10 | 15 | Baltimore, MD | 2022 | NREL ATB: Commercial Battery Storage | LBL Tracking the Sun | DNV Proprietary Data
MD | Small 2 | Storage | Commercial | 60 | 240 | 1460 | 16.67% | 85% | 85% | 85% | 100% | 100% | 95% | 10 | 15 | Baltimore, MD | 2012 | NREL ATB: Commercial Battery Storage | LBL Tracking the Sun | DNV Proprietary Data
MD | Small 2 | Storage | Commercial | 60 | 240 | 1460 | 16.67% | 86% | 86% | 86% | 100% | 100% | 95% | 10 | 15 | Baltimore, MD | 2013 | NREL ATB: Commercial Battery Storage | LBL Tracking the Sun | DNV Proprietary Data
MD | Small 2 | Storage | Commercial | 60 | 240 | 1460 | 16.67% | 86% | 86% | 86% | 100% | 100% | 96% | 10 | 15 | Baltimore, MD | 2014 | NREL ATB: Commercial Battery Storage | LBL Tracking the Sun | DNV Proprietary Data
MD | Small 2 | Storage | Commercial | 60 | 240 | 1460 | 16.67% | 87% | 87% | 87% | 100% | 100% | 96% | 10 | 15 | Baltimore, MD | 2015 | NREL ATB: Commercial Battery Storage | LBL Tracking the Sun | DNV Proprietary Data
MD | Small 2 | Storage | Commercial | 60 | 240 | 1460 | 16.67% | 87% | 87% | 87% | 100% | 100% | 96% | 10 | 15 | Baltimore, MD | 2016 | NREL ATB: Commercial Battery Storage | LBL Tracking the Sun | DNV Proprietary Data
MD | Small 2 | Storage | Commercial | 60 | 240 | 1460 | 16.67% | 87% | 87% | 87% | 100% | 100% | 96.5% | 10 | 15 | Baltimore, MD | 2017 | NREL ATB: Commercial Battery Storage | LBL Tracking the Sun | DNV Proprietary Data
MD | Small 2 | Storage | Commercial | 60 | 240 | 1460 | 16.67% | 88% | 88% | 88% | 100% | 100% | 96.5% | 10 | 15 | Baltimore, MD | 2018 | NREL ATB: Commercial Battery Storage | LBL Tracking the Sun | DNV Proprietary Data
MD | Small 2 | Storage | Commercial | 60 | 240 | 1460 | 16.67% | 88% | 88% | 88% | 100% | 100% | 97% | 10 | 15 | Baltimore, MD | 2019 | NREL ATB: Commercial Battery Storage | LBL Tracking the Sun | DNV Proprietary Data
MD | Small 2 | Storage | Commercial | 60 | 240 | 1460 | 16.67% | 89% | 89% | 89% | 100% | 100% | 97% | 10 | 15 | Baltimore, MD | 2020 | NREL ATB: Commercial Battery Storage | LBL Tracking the Sun | DNV Proprietary Data
MD | Small 2 | Storage | Commercial | 60 | 240 | 1460 | 16.67% | 90% | 90% | 90% | 100% | 100% | 97.5% | 10 | 15 | Baltimore, MD | 2021 | NREL ATB: Commercial Battery Storage | LBL Tracking the Sun | DNV Proprietary Data
MD | Small 2 | Storage | Commercial | 60 | 240 | 1460 | 16.67% | 90% | 90% | 90% | 100% | 100% | 97.5% | 10 | 15 | Baltimore, MD | 2022 | NREL ATB: Commercial Battery Storage | LBL Tracking the Sun | DNV Proprietary Data
ME | Large 1 | Storage | Commercial | 300 | 1200 | 1460 | 16.67% | 85% | 85% | 85% | 100% | 100% | 95% | 10 | 15 | Portland, ME | 2012 | NREL ATB: Commercial Battery Storage | LBL Tracking the Sun | DNV Proprietary Data
ME | Large 1 | Storage | Commercial | 300 | 1200 | 1460 | 16.67% | 86% | 86% | 86% | 100% | 100% | 95% | 10 | 15 | Portland, ME | 2013 | NREL ATB: Commercial Battery Storage | LBL Tracking the Sun | DNV Proprietary Data
ME | Large 1 | Storage | Commercial | 300 | 1200 | 1460 | 16.67% | 86% | 86% | 86% | 100% | 100% | 96% | 10 | 15 | Portland, ME | 2014 | NREL ATB: Commercial Battery Storage | LBL Tracking the Sun | DNV Proprietary Data
ME | Large 1 | Storage | Commercial | 300 | 1200 | 1460 | 16.67% | 87% | 87% | 87% | 100% | 100% | 96% | 10 | 15 | Portland, ME | 2015 | NREL ATB: Commercial Battery Storage | LBL Tracking the Sun | DNV Proprietary Data
ME | Large 1 | Storage | Commercial | 300 | 1200 | 1460 | 16.67% | 87% | 87% | 87% | 100% | 100% | 96% | 10 | 15 | Portland, ME | 2016 | NREL ATB: Commercial Battery Storage | LBL Tracking the Sun | DNV Proprietary Data
ME | Large 1 | Storage | Commercial | 300 | 1200 | 1460 | 16.67% | 87% | 87% | 87% | 100% | 100% | 96.5% | 10 | 15 | Portland, ME | 2017 | NREL ATB: Commercial Battery Storage | LBL Tracking the Sun | DNV Proprietary Data
ME | Large 1 | Storage | Commercial | 300 | 1200 | 1460 | 16.67% | 88% | 88% | 88% | 100% | 100% | 96.5% | 10 | 15 | Portland, ME | 2018 | NREL ATB: Commercial Battery Storage | LBL Tracking the Sun | DNV Proprietary Data
ME | Large 1 | Storage | Commercial | 300 | 1200 | 1460 | 16.67% | 88% | 88% | 88% | 100% | 100% | 97% | 10 | 15 | Portland, ME | 2019 | NREL ATB: Commercial Battery Storage | LBL Tracking the Sun | DNV Proprietary Data
ME | Large 1 | Storage | Commercial | 300 | 1200 | 1460 | 16.67% | 89% | 89% | 89% | 100% | 100% | 97% | 10 | 15 | Portland, ME | 2020 | NREL ATB: Commercial Battery Storage | LBL Tracking the Sun | DNV Proprietary Data
ME | Large 1 | Storage | Commercial | 300 | 1200 | 1460 | 16.67% | 90% | 90% | 90% | 100% | 100% | 97.5% | 10 | 15 | Portland, ME | 2021 | NREL ATB: Commercial Battery Storage | LBL Tracking the Sun | DNV Proprietary Data
ME | Large 1 | Storage | Commercial | 300 | 1200 | 1460 | 16.67% | 90% | 90% | 90% | 100% | 100% | 97.5% | 10 | 15 | Portland, ME | 2022 | NREL ATB: Commercial Battery Storage | LBL Tracking the Sun | DNV Proprietary Data
ME | Medium | Storage | Commercial | 150 | 600 | 1460 | 16.67% | 85% | 85% | 85% | 100% | 100% | 95% | 10 | 15 | Portland, ME | 2012 | NREL ATB: Commercial Battery Storage | LBL Tracking the Sun | DNV Proprietary Data
ME | Medium | Storage | Commercial | 150 | 600 | 1460 | 16.67% | 86% | 86% | 86% | 100% | 100% | 95% | 10 | 15 | Portland, ME | 2013 | NREL ATB: Commercial Battery Storage | LBL Tracking the Sun | DNV Proprietary Data
ME | Medium | Storage | Commercial | 150 | 600 | 1460 | 16.67% | 86% | 86% | 86% | 100% | 100% | 96% | 10 | 15 | Portland, ME | 2014 | NREL ATB: Commercial Battery Storage | LBL Tracking the Sun | DNV Proprietary Data
ME | Medium | Storage | Commercial | 150 | 600 | 1460 | 16.67% | 87% | 87% | 87% | 100% | 100% | 96% | 10 | 15 | Portland, ME | 2015 | NREL ATB: Commercial Battery Storage | LBL Tracking the Sun | DNV Proprietary Data
ME | Medium | Storage | Commercial | 150 | 600 | 1460 | 16.67% | 87% | 87% | 87% | 100% | 100% | 96% | 10 | 15 | Portland, ME | 2016 | NREL ATB: Commercial Battery Storage | LBL Tracking the Sun | DNV Proprietary Data
ME | Medium | Storage | Commercial | 150 | 600 | 1460 | 16.67% | 87% | 87% | 87% | 100% | 100% | 96.5% | 10 | 15 | Portland, ME | 2017 | NREL ATB: Commercial Battery Storage | LBL Tracking the Sun | DNV Proprietary Data
ME | Medium | Storage | Commercial | 150 | 600 | 1460 | 16.67% | 88% | 88% | 88% | 100% | 100% | 96.5% | 10 | 15 | Portland, ME | 2018 | NREL ATB: Commercial Battery Storage | LBL Tracking the Sun | DNV Proprietary Data
ME | Medium | Storage | Commercial | 150 | 600 | 1460 | 16.67% | 88% | 88% | 88% | 100% | 100% | 97% | 10 | 15 | Portland, ME | 2019 | NREL ATB: Commercial Battery Storage | LBL Tracking the Sun | DNV Proprietary Data
ME | Medium | Storage | Commercial | 150 | 600 | 1460 | 16.67% | 89% | 89% | 89% | 100% | 100% | 97% | 10 | 15 | Portland, ME | 2020 | NREL ATB: Commercial Battery Storage | LBL Tracking the Sun | DNV Proprietary Data
ME | Medium | Storage | Commercial | 150 | 600 | 1460 | 16.67% | 90% | 90% | 90% | 100% | 100% | 97.5% | 10 | 15 | Portland, ME | 2021 | NREL ATB: Commercial Battery Storage | LBL Tracking the Sun | DNV Proprietary Data
ME | Medium | Storage | Commercial | 150 | 600 | 1460 | 16.67% | 90% | 90% | 90% | 100% | 100% | 97.5% | 10 | 15 | Portland, ME | 2022 | NREL ATB: Commercial Battery Storage | LBL Tracking the Sun | DNV Proprietary Data
ME | Small 1 | Storage | Commercial | 19.9 | 79.6 | 1460 | 16.67% | 85% | 85% | 85% | 100% | 100% | 95% | 10 | 15 | Portland, ME | 2012 | NREL ATB: Commercial Battery Storage | LBL Tracking the Sun | DNV Proprietary Data
ME | Small 1 | Storage | Commercial | 22 | 88 | 1460 | 16.67% | 86% | 86% | 86% | 100% | 100% | 95% | 10 | 15 | Portland, ME | 2013 | NREL ATB: Commercial Battery Storage | LBL Tracking the Sun | DNV Proprietary Data
ME | Small 1 | Storage | Commercial | 20.4 | 81.6 | 1460 | 16.67% | 86% | 86% | 86% | 100% | 100% | 96% | 10 | 15 | Portland, ME | 2014 | NREL ATB: Commercial Battery Storage | LBL Tracking the Sun | DNV Proprietary Data
ME | Small 1 | Storage | Commercial | 19.3 | 77.2 | 1460 | 16.67% | 87% | 87% | 87% | 100% | 100% | 96% | 10 | 15 | Portland, ME | 2015 | NREL ATB: Commercial Battery Storage | LBL Tracking the Sun | DNV Proprietary Data
ME | Small 1 | Storage | Commercial | 19.5 | 78 | 1460 | 16.67% | 87% | 87% | 87% | 100% | 100% | 96% | 10 | 15 | Portland, ME | 2016 | NREL ATB: Commercial Battery Storage | LBL Tracking the Sun | DNV Proprietary Data
ME | Small 1 | Storage | Commercial | 22.8 | 91.2 | 1460 | 16.67% | 87% | 87% | 87% | 100% | 100% | 96.5% | 10 | 15 | Portland, ME | 2017 | NREL ATB: Commercial Battery Storage | LBL Tracking the Sun | DNV Proprietary Data
ME | Small 1 | Storage | Commercial | 23.1 | 92.4 | 1460 | 16.67% | 88% | 88% | 88% | 100% | 100% | 96.5% | 10 | 15 | Portland, ME | 2018 | NREL ATB: Commercial Battery Storage | LBL Tracking the Sun | DNV Proprietary Data
ME | Small 1 | Storage | Commercial | 22.5 | 90 | 1460 | 16.67% | 88% | 88% | 88% | 100% | 100% | 97% | 10 | 15 | Portland, ME | 2019 | NREL ATB: Commercial Battery Storage | LBL Tracking the Sun | DNV Proprietary Data
ME | Small 1 | Storage | Commercial | 21.4 | 85.6 | 1460 | 16.67% | 89% | 89% | 89% | 100% | 100% | 97% | 10 | 15 | Portland, ME | 2020 | NREL ATB: Commercial Battery Storage | LBL Tracking the Sun | DNV Proprietary Data
ME | Small 1 | Storage | Commercial | 19.2 | 76.8 | 1460 | 16.67% | 90% | 90% | 90% | 100% | 100% | 97.5% | 10 | 15 | Portland, ME | 2021 | NREL ATB: Commercial Battery Storage | LBL Tracking the Sun | DNV Proprietary Data
ME | Small 1 | Storage | Commercial | 20 | 80 | 1460 | 16.67% | 90% | 90% | 90% | 100% | 100% | 97.5% | 10 | 15 | Portland, ME | 2022 | NREL ATB: Commercial Battery Storage | LBL Tracking the Sun | DNV Proprietary Data
ME | Small 2 | Storage | Commercial | 60 | 240 | 1460 | 16.67% | 85% | 85% | 85% | 100% | 100% | 95% | 10 | 15 | Portland, ME | 2012 | NREL ATB: Commercial Battery Storage | LBL Tracking the Sun | DNV Proprietary Data
ME | Small 2 | Storage | Commercial | 60 | 240 | 1460 | 16.67% | 86% | 86% | 86% | 100% | 100% | 95% | 10 | 15 | Portland, ME | 2013 | NREL ATB: Commercial Battery Storage | LBL Tracking the Sun | DNV Proprietary Data
ME | Small 2 | Storage | Commercial | 60 | 240 | 1460 | 16.67% | 86% | 86% | 86% | 100% | 100% | 96% | 10 | 15 | Portland, ME | 2014 | NREL ATB: Commercial Battery Storage | LBL Tracking the Sun | DNV Proprietary Data
ME | Small 2 | Storage | Commercial | 60 | 240 | 1460 | 16.67% | 87% | 87% | 87% | 100% | 100% | 96% | 10 | 15 | Portland, ME | 2015 | NREL ATB: Commercial Battery Storage | LBL Tracking the Sun | DNV Proprietary Data
ME | Small 2 | Storage | Commercial | 60 | 240 | 1460 | 16.67% | 87% | 87% | 87% | 100% | 100% | 96% | 10 | 15 | Portland, ME | 2016 | NREL ATB: Commercial Battery Storage | LBL Tracking the Sun | DNV Proprietary Data
ME | Small 2 | Storage | Commercial | 60 | 240 | 1460 | 16.67% | 87% | 87% | 87% | 100% | 100% | 96.5% | 10 | 15 | Portland, ME | 2017 | NREL ATB: Commercial Battery Storage | LBL Tracking the Sun | DNV Proprietary Data
ME | Small 2 | Storage | Commercial | 60 | 240 | 1460 | 16.67% | 88% | 88% | 88% | 100% | 100% | 96.5% | 10 | 15 | Portland, ME | 2018 | NREL ATB: Commercial Battery Storage | LBL Tracking the Sun | DNV Proprietary Data
ME | Small 2 | Storage | Commercial | 60 | 240 | 1460 | 16.67% | 88% | 88% | 88% | 100% | 100% | 97% | 10 | 15 | Portland, ME | 2019 | NREL ATB: Commercial Battery Storage | LBL Tracking the Sun | DNV Proprietary Data
ME | Small 2 | Storage | Commercial | 60 | 240 | 1460 | 16.67% | 89% | 89% | 89% | 100% | 100% | 97% | 10 | 15 | Portland, ME | 2020 | NREL ATB: Commercial Battery Storage | LBL Tracking the Sun | DNV Proprietary Data
ME | Small 2 | Storage | Commercial | 60 | 240 | 1460 | 16.67% | 90% | 90% | 90% | 100% | 100% | 97.5% | 10 | 15 | Portland, ME | 2021 | NREL ATB: Commercial Battery Storage | LBL Tracking the Sun | DNV Proprietary Data
ME | Small 2 | Storage | Commercial | 60 | 240 | 1460 | 16.67% | 90% | 90% | 90% | 100% | 100% | 97.5% | 10 | 15 | Portland, ME | 2022 | NREL ATB: Commercial Battery Storage | LBL Tracking the Sun | DNV Proprietary Data
MI | Large 1 | Storage | Commercial | 300 | 1200 | 1460 | 16.67% | 85% | 85% | 85% | 100% | 100% | 95% | 10 | 15 | Lansing, MI | 2012 | NREL ATB: Commercial Battery Storage | LBL Tracking the Sun | DNV Proprietary Data
MI | Large 1 | Storage | Commercial | 300 | 1200 | 1460 | 16.67% | 86% | 86% | 86% | 100% | 100% | 95% | 10 | 15 | Lansing, MI | 2013 | NREL ATB: Commercial Battery Storage | LBL Tracking the Sun | DNV Proprietary Data
MI | Large 1 | Storage | Commercial | 300 | 1200 | 1460 | 16.67% | 86% | 86% | 86% | 100% | 100% | 96% | 10 | 15 | Lansing, MI | 2014 | NREL ATB: Commercial Battery Storage | LBL Tracking the Sun | DNV Proprietary Data
MI | Large 1 | Storage | Commercial | 300 | 1200 | 1460 | 16.67% | 87% | 87% | 87% | 100% | 100% | 96% | 10 | 15 | Lansing, MI | 2015 | NREL ATB: Commercial Battery Storage | LBL Tracking the Sun | DNV Proprietary Data
MI | Large 1 | Storage | Commercial | 300 | 1200 | 1460 | 16.67% | 87% | 87% | 87% | 100% | 100% | 96% | 10 | 15 | Lansing, MI | 2016 | NREL ATB: Commercial Battery Storage | LBL Tracking the Sun | DNV Proprietary Data
MI | Large 1 | Storage | Commercial | 300 | 1200 | 1460 | 16.67% | 87% | 87% | 87% | 100% | 100% | 96.5% | 10 | 15 | Lansing, MI | 2017 | NREL ATB: Commercial Battery Storage | LBL Tracking the Sun | DNV Proprietary Data
MI | Large 1 | Storage | Commercial | 300 | 1200 | 1460 | 16.67% | 88% | 88% | 88% | 100% | 100% | 96.5% | 10 | 15 | Lansing, MI | 2018 | NREL ATB: Commercial Battery Storage | LBL Tracking the Sun | DNV Proprietary Data
MI | Large 1 | Storage | Commercial | 300 | 1200 | 1460 | 16.67% | 88% | 88% | 88% | 100% | 100% | 97% | 10 | 15 | Lansing, MI | 2019 | NREL ATB: Commercial Battery Storage | LBL Tracking the Sun | DNV Proprietary Data
MI | Large 1 | Storage | Commercial | 300 | 1200 | 1460 | 16.67% | 89% | 89% | 89% | 100% | 100% | 97% | 10 | 15 | Lansing, MI | 2020 | NREL ATB: Commercial Battery Storage | LBL Tracking the Sun | DNV Proprietary Data
MI | Large 1 | Storage | Commercial | 300 | 1200 | 1460 | 16.67% | 90% | 90% | 90% | 100% | 100% | 97.5% | 10 | 15 | Lansing, MI | 2021 | NREL ATB: Commercial Battery Storage | LBL Tracking the Sun | DNV Proprietary Data
MI | Large 1 | Storage | Commercial | 300 | 1200 | 1460 | 16.67% | 90% | 90% | 90% | 100% | 100% | 97.5% | 10 | 15 | Lansing, MI | 2022 | NREL ATB: Commercial Battery Storage | LBL Tracking the Sun | DNV Proprietary Data
MI | Medium | Storage | Commercial | 150 | 600 | 1460 | 16.67% | 85% | 85% | 85% | 100% | 100% | 95% | 10 | 15 | Lansing, MI | 2012 | NREL ATB: Commercial Battery Storage | LBL Tracking the Sun | DNV Proprietary Data
MI | Medium | Storage | Commercial | 150 | 600 | 1460 | 16.67% | 86% | 86% | 86% | 100% | 100% | 95% | 10 | 15 | Lansing, MI | 2013 | NREL ATB: Commercial Battery Storage | LBL Tracking the Sun | DNV Proprietary Data
MI | Medium | Storage | Commercial | 150 | 600 | 1460 | 16.67% | 86% | 86% | 86% | 100% | 100% | 96% | 10 | 15 | Lansing, MI | 2014 | NREL ATB: Commercial Battery Storage | LBL Tracking the Sun | DNV Proprietary Data
MI | Medium | Storage | Commercial | 150 | 600 | 1460 | 16.67% | 87% | 87% | 87% | 100% | 100% | 96% | 10 | 15 | Lansing, MI | 2015 | NREL ATB: Commercial Battery Storage | LBL Tracking the Sun | DNV Proprietary Data
MI | Medium | Storage | Commercial | 150 | 600 | 1460 | 16.67% | 87% | 87% | 87% | 100% | 100% | 96% | 10 | 15 | Lansing, MI | 2016 | NREL ATB: Commercial Battery Storage | LBL Tracking the Sun | DNV Proprietary Data
MI | Medium | Storage | Commercial | 150 | 600 | 1460 | 16.67% | 87% | 87% | 87% | 100% | 100% | 96.5% | 10 | 15 | Lansing, MI | 2017 | NREL ATB: Commercial Battery Storage | LBL Tracking the Sun | DNV Proprietary Data
MI | Medium | Storage | Commercial | 150 | 600 | 1460 | 16.67% | 88% | 88% | 88% | 100% | 100% | 96.5% | 10 | 15 | Lansing, MI | 2018 | NREL ATB: Commercial Battery Storage | LBL Tracking the Sun | DNV Proprietary Data
MI | Medium | Storage | Commercial | 150 | 600 | 1460 | 16.67% | 88% | 88% | 88% | 100% | 100% | 97% | 10 | 15 | Lansing, MI | 2019 | NREL ATB: Commercial Battery Storage | LBL Tracking the Sun | DNV Proprietary Data
MI | Medium | Storage | Commercial | 150 | 600 | 1460 | 16.67% | 89% | 89% | 89% | 100% | 100% | 97% | 10 | 15 | Lansing, MI | 2020 | NREL ATB: Commercial Battery Storage | LBL Tracking the Sun | DNV Proprietary Data
MI | Medium | Storage | Commercial | 150 | 600 | 1460 | 16.67% | 90% | 90% | 90% | 100% | 100% | 97.5% | 10 | 15 | Lansing, MI | 2021 | NREL ATB: Commercial Battery Storage | LBL Tracking the Sun | DNV Proprietary Data
MI | Medium | Storage | Commercial | 150 | 600 | 1460 | 16.67% | 90% | 90% | 90% | 100% | 100% | 97.5% | 10 | 15 | Lansing, MI | 2022 | NREL ATB: Commercial Battery Storage | LBL Tracking the Sun | DNV Proprietary Data
MI | Small 1 | Storage | Commercial | 19.9 | 79.6 | 1460 | 16.67% | 85% | 85% | 85% | 100% | 100% | 95% | 10 | 15 | Lansing, MI | 2012 | NREL ATB: Commercial Battery Storage | LBL Tracking the Sun | DNV Proprietary Data
MI | Small 1 | Storage | Commercial | 22 | 88 | 1460 | 16.67% | 86% | 86% | 86% | 100% | 100% | 95% | 10 | 15 | Lansing, MI | 2013 | NREL ATB: Commercial Battery Storage | LBL Tracking the Sun | DNV Proprietary Data
MI | Small 1 | Storage | Commercial | 20.4 | 81.6 | 1460 | 16.67% | 86% | 86% | 86% | 100% | 100% | 96% | 10 | 15 | Lansing, MI | 2014 | NREL ATB: Commercial Battery Storage | LBL Tracking the Sun | DNV Proprietary Data
MI | Small 1 | Storage | Commercial | 19.3 | 77.2 | 1460 | 16.67% | 87% | 87% | 87% | 100% | 100% | 96% | 10 | 15 | Lansing, MI | 2015 | NREL ATB: Commercial Battery Storage | LBL Tracking the Sun | DNV Proprietary Data
MI | Small 1 | Storage | Commercial | 19.5 | 78 | 1460 | 16.67% | 87% | 87% | 87% | 100% | 100% | 96% | 10 | 15 | Lansing, MI | 2016 | NREL ATB: Commercial Battery Storage | LBL Tracking the Sun | DNV Proprietary Data
MI | Small 1 | Storage | Commercial | 22.8 | 91.2 | 1460 | 16.67% | 87% | 87% | 87% | 100% | 100% | 96.5% | 10 | 15 | Lansing, MI | 2017 | NREL ATB: Commercial Battery Storage | LBL Tracking the Sun | DNV Proprietary Data
MI | Small 1 | Storage | Commercial | 23.1 | 92.4 | 1460 | 16.67% | 88% | 88% | 88% | 100% | 100% | 96.5% | 10 | 15 | Lansing, MI | 2018 | NREL ATB: Commercial Battery Storage | LBL Tracking the Sun | DNV Proprietary Data
MI | Small 1 | Storage | Commercial | 22.5 | 90 | 1460 | 16.67% | 88% | 88% | 88% | 100% | 100% | 97% | 10 | 15 | Lansing, MI | 2019 | NREL ATB: Commercial Battery Storage | LBL Tracking the Sun | DNV Proprietary Data
MI | Small 1 | Storage | Commercial | 21.4 | 85.6 | 1460 | 16.67% | 89% | 89% | 89% | 100% | 100% | 97% | 10 | 15 | Lansing, MI | 2020 | NREL ATB: Commercial Battery Storage | LBL Tracking the Sun | DNV Proprietary Data
MI | Small 1 | Storage | Commercial | 19.2 | 76.8 | 1460 | 16.67% | 90% | 90% | 90% | 100% | 100% | 97.5% | 10 | 15 | Lansing, MI | 2021 | NREL ATB: Commercial Battery Storage | LBL Tracking the Sun | DNV Proprietary Data
MI | Small 1 | Storage | Commercial | 20 | 80 | 1460 | 16.67% | 90% | 90% | 90% | 100% | 100% | 97.5% | 10 | 15 | Lansing, MI | 2022 | NREL ATB: Commercial Battery Storage | LBL Tracking the Sun | DNV Proprietary Data
MI | Small 2 | Storage | Commercial | 60 | 240 | 1460 | 16.67% | 85% | 85% | 85% | 100% | 100% | 95% | 10 | 15 | Lansing, MI | 2012 | NREL ATB: Commercial Battery Storage | LBL Tracking the Sun | DNV Proprietary Data
MI | Small 2 | Storage | Commercial | 60 | 240 | 1460 | 16.67% | 86% | 86% | 86% | 100% | 100% | 95% | 10 | 15 | Lansing, MI | 2013 | NREL ATB: Commercial Battery Storage | LBL Tracking the Sun | DNV Proprietary Data
MI | Small 2 | Storage | Commercial | 60 | 240 | 1460 | 16.67% | 86% | 86% | 86% | 100% | 100% | 96% | 10 | 15 | Lansing, MI | 2014 | NREL ATB: Commercial Battery Storage | LBL Tracking the Sun | DNV Proprietary Data
MI | Small 2 | Storage | Commercial | 60 | 240 | 1460 | 16.67% | 87% | 87% | 87% | 100% | 100% | 96% | 10 | 15 | Lansing, MI | 2015 | NREL ATB: Commercial Battery Storage | LBL Tracking the Sun | DNV Proprietary Data
MI | Small 2 | Storage | Commercial | 60 | 240 | 1460 | 16.67% | 87% | 87% | 87% | 100% | 100% | 96% | 10 | 15 | Lansing, MI | 2016 | NREL ATB: Commercial Battery Storage | LBL Tracking the Sun | DNV Proprietary Data
MI | Small 2 | Storage | Commercial | 60 | 240 | 1460 | 16.67% | 87% | 87% | 87% | 100% | 100% | 96.5% | 10 | 15 | Lansing, MI | 2017 | NREL ATB: Commercial Battery Storage | LBL Tracking the Sun | DNV Proprietary Data
MI | Small 2 | Storage | Commercial | 60 | 240 | 1460 | 16.67% | 88% | 88% | 88% | 100% | 100% | 96.5% | 10 | 15 | Lansing, MI | 2018 | NREL ATB: Commercial Battery Storage | LBL Tracking the Sun | DNV Proprietary Data
MI | Small 2 | Storage | Commercial | 60 | 240 | 1460 | 16.67% | 88% | 88% | 88% | 100% | 100% | 97% | 10 | 15 | Lansing, MI | 2019 | NREL ATB: Commercial Battery Storage | LBL Tracking the Sun | DNV Proprietary Data
MI | Small 2 | Storage | Commercial | 60 | 240 | 1460 | 16.67% | 89% | 89% | 89% | 100% | 100% | 97% | 10 | 15 | Lansing, MI | 2020 | NREL ATB: Commercial Battery Storage | LBL Tracking the Sun | DNV Proprietary Data
MI | Small 2 | Storage | Commercial | 60 | 240 | 1460 | 16.67% | 90% | 90% | 90% | 100% | 100% | 97.5% | 10 | 15 | Lansing, MI | 2021 | NREL ATB: Commercial Battery Storage | LBL Tracking the Sun | DNV Proprietary Data
MI | Small 2 | Storage | Commercial | 60 | 240 | 1460 | 16.67% | 90% | 90% | 90% | 100% | 100% | 97.5% | 10 | 15 | Lansing, MI | 2022 | NREL ATB: Commercial Battery Storage | LBL Tracking the Sun | DNV Proprietary Data
MN | Large 1 | Storage | Commercial | 300 | 1200 | 1460 | 16.67% | 85% | 85% | 85% | 100% | 100% | 95% | 10 | 15 | Minneapolis, MN | 2012 | NREL ATB: Commercial Battery Storage | LBL Tracking the Sun | DNV Proprietary Data
MN | Large 1 | Storage | Commercial | 300 | 1200 | 1460 | 16.67% | 86% | 86% | 86% | 100% | 100% | 95% | 10 | 15 | Minneapolis, MN | 2013 | NREL ATB: Commercial Battery Storage | LBL Tracking the Sun | DNV Proprietary Data
MN | Large 1 | Storage | Commercial | 300 | 1200 | 1460 | 16.67% | 86% | 86% | 86% | 100% | 100% | 96% | 10 | 15 | Minneapolis, MN | 2014 | NREL ATB: Commercial Battery Storage | LBL Tracking the Sun | DNV Proprietary Data
MN | Large 1 | Storage | Commercial | 300 | 1200 | 1460 | 16.67% | 87% | 87% | 87% | 100% | 100% | 96% | 10 | 15 | Minneapolis, MN | 2015 | NREL ATB: Commercial Battery Storage | LBL Tracking the Sun | DNV Proprietary Data
MN | Large 1 | Storage | Commercial | 300 | 1200 | 1460 | 16.67% | 87% | 87% | 87% | 100% | 100% | 96% | 10 | 15 | Minneapolis, MN | 2016 | NREL ATB: Commercial Battery Storage | LBL Tracking the Sun | DNV Proprietary Data
MN | Large 1 | Storage | Commercial | 300 | 1200 | 1460 | 16.67% | 87% | 87% | 87% | 100% | 100% | 96.5% | 10 | 15 | Minneapolis, MN | 2017 | NREL ATB: Commercial Battery Storage | LBL Tracking the Sun | DNV Proprietary Data
MN | Large 1 | Storage | Commercial | 300 | 1200 | 1460 | 16.67% | 88% | 88% | 88% | 100% | 100% | 96.5% | 10 | 15 | Minneapolis, MN | 2018 | NREL ATB: Commercial Battery Storage | LBL Tracking the Sun | DNV Proprietary Data
MN | Large 1 | Storage | Commercial | 300 | 1200 | 1460 | 16.67% | 88% | 88% | 88% | 100% | 100% | 97% | 10 | 15 | Minneapolis, MN | 2019 | NREL ATB: Commercial Battery Storage | LBL Tracking the Sun | DNV Proprietary Data
MN | Large 1 | Storage | Commercial | 300 | 1200 | 1460 | 16.67% | 89% | 89% | 89% | 100% | 100% | 97% | 10 | 15 | Minneapolis, MN | 2020 | NREL ATB: Commercial Battery Storage | LBL Tracking the Sun | DNV Proprietary Data
MN | Large 1 | Storage | Commercial | 300 | 1200 | 1460 | 16.67% | 90% | 90% | 90% | 100% | 100% | 97.5% | 10 | 15 | Minneapolis, MN | 2021 | NREL ATB: Commercial Battery Storage | LBL Tracking the Sun | DNV Proprietary Data
MN | Large 1 | Storage | Commercial | 300 | 1200 | 1460 | 16.67% | 90% | 90% | 90% | 100% | 100% | 97.5% | 10 | 15 | Minneapolis, MN | 2022 | NREL ATB: Commercial Battery Storage | LBL Tracking the Sun | DNV Proprietary Data
MN | Medium | Storage | Commercial | 150 | 600 | 1460 | 16.67% | 85% | 85% | 85% | 100% | 100% | 95% | 10 | 15 | Minneapolis, MN | 2012 | NREL ATB: Commercial Battery Storage | LBL Tracking the Sun | DNV Proprietary Data
MN | Medium | Storage | Commercial | 150 | 600 | 1460 | 16.67% | 86% | 86% | 86% | 100% | 100% | 95% | 10 | 15 | Minneapolis, MN | 2013 | NREL ATB: Commercial Battery Storage | LBL Tracking the Sun | DNV Proprietary Data
MN | Medium | Storage | Commercial | 150 | 600 | 1460 | 16.67% | 86% | 86% | 86% | 100% | 100% | 96% | 10 | 15 | Minneapolis, MN | 2014 | NREL ATB: Commercial Battery Storage | LBL Tracking the Sun | DNV Proprietary Data
MN | Medium | Storage | Commercial | 150 | 600 | 1460 | 16.67% | 87% | 87% | 87% | 100% | 100% | 96% | 10 | 15 | Minneapolis, MN | 2015 | NREL ATB: Commercial Battery Storage | LBL Tracking the Sun | DNV Proprietary Data
MN | Medium | Storage | Commercial | 150 | 600 | 1460 | 16.67% | 87% | 87% | 87% | 100% | 100% | 96% | 10 | 15 | Minneapolis, MN | 2016 | NREL ATB: Commercial Battery Storage | LBL Tracking the Sun | DNV Proprietary Data
MN | Medium | Storage | Commercial | 150 | 600 | 1460 | 16.67% | 87% | 87% | 87% | 100% | 100% | 96.5% | 10 | 15 | Minneapolis, MN | 2017 | NREL ATB: Commercial Battery Storage | LBL Tracking the Sun | DNV Proprietary Data
MN | Medium | Storage | Commercial | 150 | 600 | 1460 | 16.67% | 88% | 88% | 88% | 100% | 100% | 96.5% | 10 | 15 | Minneapolis, MN | 2018 | NREL ATB: Commercial Battery Storage | LBL Tracking the Sun | DNV Proprietary Data
MN | Medium | Storage | Commercial | 150 | 600 | 1460 | 16.67% | 88% | 88% | 88% | 100% | 100% | 97% | 10 | 15 | Minneapolis, MN | 2019 | NREL ATB: Commercial Battery Storage | LBL Tracking the Sun | DNV Proprietary Data
MN | Medium | Storage | Commercial | 150 | 600 | 1460 | 16.67% | 89% | 89% | 89% | 100% | 100% | 97% | 10 | 15 | Minneapolis, MN | 2020 | NREL ATB: Commercial Battery Storage | LBL Tracking the Sun | DNV Proprietary Data
MN | Medium | Storage | Commercial | 150 | 600 | 1460 | 16.67% | 90% | 90% | 90% | 100% | 100% | 97.5% | 10 | 15 | Minneapolis, MN | 2021 | NREL ATB: Commercial Battery Storage | LBL Tracking the Sun | DNV Proprietary Data
MN | Medium | Storage | Commercial | 150 | 600 | 1460 | 16.67% | 90% | 90% | 90% | 100% | 100% | 97.5% | 10 | 15 | Minneapolis, MN | 2022 | NREL ATB: Commercial Battery Storage | LBL Tracking the Sun | DNV Proprietary Data
MN | Small 1 | Storage | Commercial | 19.9 | 79.6 | 1460 | 16.67% | 85% | 85% | 85% | 100% | 100% | 95% | 10 | 15 | Minneapolis, MN | 2012 | NREL ATB: Commercial Battery Storage | LBL Tracking the Sun | DNV Proprietary Data
MN | Small 1 | Storage | Commercial | 22 | 88 | 1460 | 16.67% | 86% | 86% | 86% | 100% | 100% | 95% | 10 | 15 | Minneapolis, MN | 2013 | NREL ATB: Commercial Battery Storage | LBL Tracking the Sun | DNV Proprietary Data
MN | Small 1 | Storage | Commercial | 20.4 | 81.6 | 1460 | 16.67% | 86% | 86% | 86% | 100% | 100% | 96% | 10 | 15 | Minneapolis, MN | 2014 | NREL ATB: Commercial Battery Storage | LBL Tracking the Sun | DNV Proprietary Data
MN | Small 1 | Storage | Commercial | 19.3 | 77.2 | 1460 | 16.67% | 87% | 87% | 87% | 100% | 100% | 96% | 10 | 15 | Minneapolis, MN | 2015 | NREL ATB: Commercial Battery Storage | LBL Tracking the Sun | DNV Proprietary Data
MN | Small 1 | Storage | Commercial | 19.5 | 78 | 1460 | 16.67% | 87% | 87% | 87% | 100% | 100% | 96% | 10 | 15 | Minneapolis, MN | 2016 | NREL ATB: Commercial Battery Storage | LBL Tracking the Sun | DNV Proprietary Data
MN | Small 1 | Storage | Commercial | 22.8 | 91.2 | 1460 | 16.67% | 87% | 87% | 87% | 100% | 100% | 96.5% | 10 | 15 | Minneapolis, MN | 2017 | NREL ATB: Commercial Battery Storage | LBL Tracking the Sun | DNV Proprietary Data
MN | Small 1 | Storage | Commercial | 23.1 | 92.4 | 1460 | 16.67% | 88% | 88% | 88% | 100% | 100% | 96.5% | 10 | 15 | Minneapolis, MN | 2018 | NREL ATB: Commercial Battery Storage | LBL Tracking the Sun | DNV Proprietary Data
MN | Small 1 | Storage | Commercial | 22.5 | 90 | 1460 | 16.67% | 88% | 88% | 88% | 100% | 100% | 97% | 10 | 15 | Minneapolis, MN | 2019 | NREL ATB: Commercial Battery Storage | LBL Tracking the Sun | DNV Proprietary Data
MN | Small 1 | Storage | Commercial | 21.4 | 85.6 | 1460 | 16.67% | 89% | 89% | 89% | 100% | 100% | 97% | 10 | 15 | Minneapolis, MN | 2020 | NREL ATB: Commercial Battery Storage | LBL Tracking the Sun | DNV Proprietary Data
MN | Small 1 | Storage | Commercial | 19.2 | 76.8 | 1460 | 16.67% | 90% | 90% | 90% | 100% | 100% | 97.5% | 10 | 15 | Minneapolis, MN | 2021 | NREL ATB: Commercial Battery Storage | LBL Tracking the Sun | DNV Proprietary Data
MN | Small 1 | Storage | Commercial | 20 | 80 | 1460 | 16.67% | 90% | 90% | 90% | 100% | 100% | 97.5% | 10 | 15 | Minneapolis, MN | 2022 | NREL ATB: Commercial Battery Storage | LBL Tracking the Sun | DNV Proprietary Data
MN | Small 2 | Storage | Commercial | 60 | 240 | 1460 | 16.67% | 85% | 85% | 85% | 100% | 100% | 95% | 10 | 15 | Minneapolis, MN | 2012 | NREL ATB: Commercial Battery Storage | LBL Tracking the Sun | DNV Proprietary Data
MN | Small 2 | Storage | Commercial | 60 | 240 | 1460 | 16.67% | 86% | 86% | 86% | 100% | 100% | 95% | 10 | 15 | Minneapolis, MN | 2013 | NREL ATB: Commercial Battery Storage | LBL Tracking the Sun | DNV Proprietary Data
MN | Small 2 | Storage | Commercial | 60 | 240 | 1460 | 16.67% | 86% | 86% | 86% | 100% | 100% | 96% | 10 | 15 | Minneapolis, MN | 2014 | NREL ATB: Commercial Battery Storage | LBL Tracking the Sun | DNV Proprietary Data
MN | Small 2 | Storage | Commercial | 60 | 240 | 1460 | 16.67% | 87% | 87% | 87% | 100% | 100% | 96% | 10 | 15 | Minneapolis, MN | 2015 | NREL ATB: Commercial Battery Storage | LBL Tracking the Sun | DNV Proprietary Data
MN | Small 2 | Storage | Commercial | 60 | 240 | 1460 | 16.67% | 87% | 87% | 87% | 100% | 100% | 96% | 10 | 15 | Minneapolis, MN | 2016 | NREL ATB: Commercial Battery Storage | LBL Tracking the Sun | DNV Proprietary Data
MN | Small 2 | Storage | Commercial | 60 | 240 | 1460 | 16.67% | 87% | 87% | 87% | 100% | 100% | 96.5% | 10 | 15 | Minneapolis, MN | 2017 | NREL ATB: Commercial Battery Storage | LBL Tracking the Sun | DNV Proprietary Data
MN | Small 2 | Storage | Commercial | 60 | 240 | 1460 | 16.67% | 88% | 88% | 88% | 100% | 100% | 96.5% | 10 | 15 | Minneapolis, MN | 2018 | NREL ATB: Commercial Battery Storage | LBL Tracking the Sun | DNV Proprietary Data
MN | Small 2 | Storage | Commercial | 60 | 240 | 1460 | 16.67% | 88% | 88% | 88% | 100% | 100% | 97% | 10 | 15 | Minneapolis, MN | 2019 | NREL ATB: Commercial Battery Storage | LBL Tracking the Sun | DNV Proprietary Data
MN | Small 2 | Storage | Commercial | 60 | 240 | 1460 | 16.67% | 89% | 89% | 89% | 100% | 100% | 97% | 10 | 15 | Minneapolis, MN | 2020 | NREL ATB: Commercial Battery Storage | LBL Tracking the Sun | DNV Proprietary Data
MN | Small 2 | Storage | Commercial | 60 | 240 | 1460 | 16.67% | 90% | 90% | 90% | 100% | 100% | 97.5% | 10 | 15 | Minneapolis, MN | 2021 | NREL ATB: Commercial Battery Storage | LBL Tracking the Sun | DNV Proprietary Data
MN | Small 2 | Storage | Commercial | 60 | 240 | 1460 | 16.67% | 90% | 90% | 90% | 100% | 100% | 97.5% | 10 | 15 | Minneapolis, MN | 2022 | NREL ATB: Commercial Battery Storage | LBL Tracking the Sun | DNV Proprietary Data
MO | Large 1 | Storage | Commercial | 300 | 1200 | 1460 | 16.67% | 85% | 85% | 85% | 100% | 100% | 95% | 10 | 15 | Columbia, MO | 2012 | NREL ATB: Commercial Battery Storage | LBL Tracking the Sun | DNV Proprietary Data
MO | Large 1 | Storage | Commercial | 300 | 1200 | 1460 | 16.67% | 86% | 86% | 86% | 100% | 100% | 95% | 10 | 15 | Columbia, MO | 2013 | NREL ATB: Commercial Battery Storage | LBL Tracking the Sun | DNV Proprietary Data
MO | Large 1 | Storage | Commercial | 300 | 1200 | 1460 | 16.67% | 86% | 86% | 86% | 100% | 100% | 96% | 10 | 15 | Columbia, MO | 2014 | NREL ATB: Commercial Battery Storage | LBL Tracking the Sun | DNV Proprietary Data
MO | Large 1 | Storage | Commercial | 300 | 1200 | 1460 | 16.67% | 87% | 87% | 87% | 100% | 100% | 96% | 10 | 15 | Columbia, MO | 2015 | NREL ATB: Commercial Battery Storage | LBL Tracking the Sun | DNV Proprietary Data
MO | Large 1 | Storage | Commercial | 300 | 1200 | 1460 | 16.67% | 87% | 87% | 87% | 100% | 100% | 96% | 10 | 15 | Columbia, MO | 2016 | NREL ATB: Commercial Battery Storage | LBL Tracking the Sun | DNV Proprietary Data
MO | Large 1 | Storage | Commercial | 300 | 1200 | 1460 | 16.67% | 87% | 87% | 87% | 100% | 100% | 96.5% | 10 | 15 | Columbia, MO | 2017 | NREL ATB: Commercial Battery Storage | LBL Tracking the Sun | DNV Proprietary Data
MO | Large 1 | Storage | Commercial | 300 | 1200 | 1460 | 16.67% | 88% | 88% | 88% | 100% | 100% | 96.5% | 10 | 15 | Columbia, MO | 2018 | NREL ATB: Commercial Battery Storage | LBL Tracking the Sun | DNV Proprietary Data
MO | Large 1 | Storage | Commercial | 300 | 1200 | 1460 | 16.67% | 88% | 88% | 88% | 100% | 100% | 97% | 10 | 15 | Columbia, MO | 2019 | NREL ATB: Commercial Battery Storage | LBL Tracking the Sun | DNV Proprietary Data
MO | Large 1 | Storage | Commercial | 300 | 1200 | 1460 | 16.67% | 89% | 89% | 89% | 100% | 100% | 97% | 10 | 15 | Columbia, MO | 2020 | NREL ATB: Commercial Battery Storage | LBL Tracking the Sun | DNV Proprietary Data
MO | Large 1 | Storage | Commercial | 300 | 1200 | 1460 | 16.67% | 90% | 90% | 90% | 100% | 100% | 97.5% | 10 | 15 | Columbia, MO | 2021 | NREL ATB: Commercial Battery Storage | LBL Tracking the Sun | DNV Proprietary Data
MO | Large 1 | Storage | Commercial | 300 | 1200 | 1460 | 16.67% | 90% | 90% | 90% | 100% | 100% | 97.5% | 10 | 15 | Columbia, MO | 2022 | NREL ATB: Commercial Battery Storage | LBL Tracking the Sun | DNV Proprietary Data
MO | Medium | Storage | Commercial | 150 | 600 | 1460 | 16.67% | 85% | 85% | 85% | 100% | 100% | 95% | 10 | 15 | Columbia, MO | 2012 | NREL ATB: Commercial Battery Storage | LBL Tracking the Sun | DNV Proprietary Data
MO | Medium | Storage | Commercial | 150 | 600 | 1460 | 16.67% | 86% | 86% | 86% | 100% | 100% | 95% | 10 | 15 | Columbia, MO | 2013 | NREL ATB: Commercial Battery Storage | LBL Tracking the Sun | DNV Proprietary Data
MO | Medium | Storage | Commercial | 150 | 600 | 1460 | 16.67% | 86% | 86% | 86% | 100% | 100% | 96% | 10 | 15 | Columbia, MO | 2014 | NREL ATB: Commercial Battery Storage | LBL Tracking the Sun | DNV Proprietary Data
MO | Medium | Storage | Commercial | 150 | 600 | 1460 | 16.67% | 87% | 87% | 87% | 100% | 100% | 96% | 10 | 15 | Columbia, MO | 2015 | NREL ATB: Commercial Battery Storage | LBL Tracking the Sun | DNV Proprietary Data
MO | Medium | Storage | Commercial | 150 | 600 | 1460 | 16.67% | 87% | 87% | 87% | 100% | 100% | 96% | 10 | 15 | Columbia, MO | 2016 | NREL ATB: Commercial Battery Storage | LBL Tracking the Sun | DNV Proprietary Data
MO | Medium | Storage | Commercial | 150 | 600 | 1460 | 16.67% | 87% | 87% | 87% | 100% | 100% | 96.5% | 10 | 15 | Columbia, MO | 2017 | NREL ATB: Commercial Battery Storage | LBL Tracking the Sun | DNV Proprietary Data
MO | Medium | Storage | Commercial | 150 | 600 | 1460 | 16.67% | 88% | 88% | 88% | 100% | 100% | 96.5% | 10 | 15 | Columbia, MO | 2018 | NREL ATB: Commercial Battery Storage | LBL Tracking the Sun | DNV Proprietary Data
MO | Medium | Storage | Commercial | 150 | 600 | 1460 | 16.67% | 88% | 88% | 88% | 100% | 100% | 97% | 10 | 15 | Columbia, MO | 2019 | NREL ATB: Commercial Battery Storage | LBL Tracking the Sun | DNV Proprietary Data
MO | Medium | Storage | Commercial | 150 | 600 | 1460 | 16.67% | 89% | 89% | 89% | 100% | 100% | 97% | 10 | 15 | Columbia, MO | 2020 | NREL ATB: Commercial Battery Storage | LBL Tracking the Sun | DNV Proprietary Data
MO | Medium | Storage | Commercial | 150 | 600 | 1460 | 16.67% | 90% | 90% | 90% | 100% | 100% | 97.5% | 10 | 15 | Columbia, MO | 2021 | NREL ATB: Commercial Battery Storage | LBL Tracking the Sun | DNV Proprietary Data
MO | Medium | Storage | Commercial | 150 | 600 | 1460 | 16.67% | 90% | 90% | 90% | 100% | 100% | 97.5% | 10 | 15 | Columbia, MO | 2022 | NREL ATB: Commercial Battery Storage | LBL Tracking the Sun | DNV Proprietary Data
MO | Small 1 | Storage | Commercial | 19.9 | 79.6 | 1460 | 16.67% | 85% | 85% | 85% | 100% | 100% | 95% | 10 | 15 | Columbia, MO | 2012 | NREL ATB: Commercial Battery Storage | LBL Tracking the Sun | DNV Proprietary Data
MO | Small 1 | Storage | Commercial | 22 | 88 | 1460 | 16.67% | 86% | 86% | 86% | 100% | 100% | 95% | 10 | 15 | Columbia, MO | 2013 | NREL ATB: Commercial Battery Storage | LBL Tracking the Sun | DNV Proprietary Data
MO | Small 1 | Storage | Commercial | 20.4 | 81.6 | 1460 | 16.67% | 86% | 86% | 86% | 100% | 100% | 96% | 10 | 15 | Columbia, MO | 2014 | NREL ATB: Commercial Battery Storage | LBL Tracking the Sun | DNV Proprietary Data
MO | Small 1 | Storage | Commercial | 19.3 | 77.2 | 1460 | 16.67% | 87% | 87% | 87% | 100% | 100% | 96% | 10 | 15 | Columbia, MO | 2015 | NREL ATB: Commercial Battery Storage | LBL Tracking the Sun | DNV Proprietary Data
MO | Small 1 | Storage | Commercial | 19.5 | 78 | 1460 | 16.67% | 87% | 87% | 87% | 100% | 100% | 96% | 10 | 15 | Columbia, MO | 2016 | NREL ATB: Commercial Battery Storage | LBL Tracking the Sun | DNV Proprietary Data
MO | Small 1 | Storage | Commercial | 22.8 | 91.2 | 1460 | 16.67% | 87% | 87% | 87% | 100% | 100% | 96.5% | 10 | 15 | Columbia, MO | 2017 | NREL ATB: Commercial Battery Storage | LBL Tracking the Sun | DNV Proprietary Data
MO | Small 1 | Storage | Commercial | 23.1 | 92.4 | 1460 | 16.67% | 88% | 88% | 88% | 100% | 100% | 96.5% | 10 | 15 | Columbia, MO | 2018 | NREL ATB: Commercial Battery Storage | LBL Tracking the Sun | DNV Proprietary Data
MO | Small 1 | Storage | Commercial | 22.5 | 90 | 1460 | 16.67% | 88% | 88% | 88% | 100% | 100% | 97% | 10 | 15 | Columbia, MO | 2019 | NREL ATB: Commercial Battery Storage | LBL Tracking the Sun | DNV Proprietary Data
MO | Small 1 | Storage | Commercial | 21.4 | 85.6 | 1460 | 16.67% | 89% | 89% | 89% | 100% | 100% | 97% | 10 | 15 | Columbia, MO | 2020 | NREL ATB: Commercial Battery Storage | LBL Tracking the Sun | DNV Proprietary Data
MO | Small 1 | Storage | Commercial | 19.2 | 76.8 | 1460 | 16.67% | 90% | 90% | 90% | 100% | 100% | 97.5% | 10 | 15 | Columbia, MO | 2021 | NREL ATB: Commercial Battery Storage | LBL Tracking the Sun | DNV Proprietary Data
MO | Small 1 | Storage | Commercial | 20 | 80 | 1460 | 16.67% | 90% | 90% | 90% | 100% | 100% | 97.5% | 10 | 15 | Columbia, MO | 2022 | NREL ATB: Commercial Battery Storage | LBL Tracking the Sun | DNV Proprietary Data
MO | Small 2 | Storage | Commercial | 60 | 240 | 1460 | 16.67% | 85% | 85% | 85% | 100% | 100% | 95% | 10 | 15 | Columbia, MO | 2012 | NREL ATB: Commercial Battery Storage | LBL Tracking the Sun | DNV Proprietary Data
MO | Small 2 | Storage | Commercial | 60 | 240 | 1460 | 16.67% | 86% | 86% | 86% | 100% | 100% | 95% | 10 | 15 | Columbia, MO | 2013 | NREL ATB: Commercial Battery Storage | LBL Tracking the Sun | DNV Proprietary Data
MO | Small 2 | Storage | Commercial | 60 | 240 | 1460 | 16.67% | 86% | 86% | 86% | 100% | 100% | 96% | 10 | 15 | Columbia, MO | 2014 | NREL ATB: Commercial Battery Storage | LBL Tracking the Sun | DNV Proprietary Data
MO | Small 2 | Storage | Commercial | 60 | 240 | 1460 | 16.67% | 87% | 87% | 87% | 100% | 100% | 96% | 10 | 15 | Columbia, MO | 2015 | NREL ATB: Commercial Battery Storage | LBL Tracking the Sun | DNV Proprietary Data
MO | Small 2 | Storage | Commercial | 60 | 240 | 1460 | 16.67% | 87% | 87% | 87% | 100% | 100% | 96% | 10 | 15 | Columbia, MO | 2016 | NREL ATB: Commercial Battery Storage | LBL Tracking the Sun | DNV Proprietary Data
MO | Small 2 | Storage | Commercial | 60 | 240 | 1460 | 16.67% | 87% | 87% | 87% | 100% | 100% | 96.5% | 10 | 15 | Columbia, MO | 2017 | NREL ATB: Commercial Battery Storage | LBL Tracking the Sun | DNV Proprietary Data
MO | Small 2 | Storage | Commercial | 60 | 240 | 1460 | 16.67% | 88% | 88% | 88% | 100% | 100% | 96.5% | 10 | 15 | Columbia, MO | 2018 | NREL ATB: Commercial Battery Storage | LBL Tracking the Sun | DNV Proprietary Data
MO | Small 2 | Storage | Commercial | 60 | 240 | 1460 | 16.67% | 88% | 88% | 88% | 100% | 100% | 97% | 10 | 15 | Columbia, MO | 2019 | NREL ATB: Commercial Battery Storage | LBL Tracking the Sun | DNV Proprietary Data
MO | Small 2 | Storage | Commercial | 60 | 240 | 1460 | 16.67% | 89% | 89% | 89% | 100% | 100% | 97% | 10 | 15 | Columbia, MO | 2020 | NREL ATB: Commercial Battery Storage | LBL Tracking the Sun | DNV Proprietary Data
MO | Small 2 | Storage | Commercial | 60 | 240 | 1460 | 16.67% | 90% | 90% | 90% | 100% | 100% | 97.5% | 10 | 15 | Columbia, MO | 2021 | NREL ATB: Commercial Battery Storage | LBL Tracking the Sun | DNV Proprietary Data
MO | Small 2 | Storage | Commercial | 60 | 240 | 1460 | 16.67% | 90% | 90% | 90% | 100% | 100% | 97.5% | 10 | 15 | Columbia, MO | 2022 | NREL ATB: Commercial Battery Storage | LBL Tracking the Sun | DNV Proprietary Data
MS | Large 1 | Storage | Commercial | 300 | 1200 | 1460 | 16.67% | 85% | 85% | 85% | 100% | 100% | 95% | 10 | 15 | Jackson, MS | 2012 | NREL ATB: Commercial Battery Storage | LBL Tracking the Sun | DNV Proprietary Data
MS | Large 1 | Storage | Commercial | 300 | 1200 | 1460 | 16.67% | 86% | 86% | 86% | 100% | 100% | 95% | 10 | 15 | Jackson, MS | 2013 | NREL ATB: Commercial Battery Storage | LBL Tracking the Sun | DNV Proprietary Data
MS | Large 1 | Storage | Commercial | 300 | 1200 | 1460 | 16.67% | 86% | 86% | 86% | 100% | 100% | 96% | 10 | 15 | Jackson, MS | 2014 | NREL ATB: Commercial Battery Storage | LBL Tracking the Sun | DNV Proprietary Data
MS | Large 1 | Storage | Commercial | 300 | 1200 | 1460 | 16.67% | 87% | 87% | 87% | 100% | 100% | 96% | 10 | 15 | Jackson, MS | 2015 | NREL ATB: Commercial Battery Storage | LBL Tracking the Sun | DNV Proprietary Data
MS | Large 1 | Storage | Commercial | 300 | 1200 | 1460 | 16.67% | 87% | 87% | 87% | 100% | 100% | 96% | 10 | 15 | Jackson, MS | 2016 | NREL ATB: Commercial Battery Storage | LBL Tracking the Sun | DNV Proprietary Data
MS | Large 1 | Storage | Commercial | 300 | 1200 | 1460 | 16.67% | 87% | 87% | 87% | 100% | 100% | 96.5% | 10 | 15 | Jackson, MS | 2017 | NREL ATB: Commercial Battery Storage | LBL Tracking the Sun | DNV Proprietary Data
MS | Large 1 | Storage | Commercial | 300 | 1200 | 1460 | 16.67% | 88% | 88% | 88% | 100% | 100% | 96.5% | 10 | 15 | Jackson, MS | 2018 | NREL ATB: Commercial Battery Storage | LBL Tracking the Sun | DNV Proprietary Data
MS | Large 1 | Storage | Commercial | 300 | 1200 | 1460 | 16.67% | 88% | 88% | 88% | 100% | 100% | 97% | 10 | 15 | Jackson, MS | 2019 | NREL ATB: Commercial Battery Storage | LBL Tracking the Sun | DNV Proprietary Data
MS | Large 1 | Storage | Commercial | 300 | 1200 | 1460 | 16.67% | 89% | 89% | 89% | 100% | 100% | 97% | 10 | 15 | Jackson, MS | 2020 | NREL ATB: Commercial Battery Storage | LBL Tracking the Sun | DNV Proprietary Data
MS | Large 1 | Storage | Commercial | 300 | 1200 | 1460 | 16.67% | 90% | 90% | 90% | 100% | 100% | 97.5% | 10 | 15 | Jackson, MS | 2021 | NREL ATB: Commercial Battery Storage | LBL Tracking the Sun | DNV Proprietary Data
MS | Large 1 | Storage | Commercial | 300 | 1200 | 1460 | 16.67% | 90% | 90% | 90% | 100% | 100% | 97.5% | 10 | 15 | Jackson, MS | 2022 | NREL ATB: Commercial Battery Storage | LBL Tracking the Sun | DNV Proprietary Data
MS | Medium | Storage | Commercial | 150 | 600 | 1460 | 16.67% | 85% | 85% | 85% | 100% | 100% | 95% | 10 | 15 | Jackson, MS | 2012 | NREL ATB: Commercial Battery Storage | LBL Tracking the Sun | DNV Proprietary Data
MS | Medium | Storage | Commercial | 150 | 600 | 1460 | 16.67% | 86% | 86% | 86% | 100% | 100% | 95% | 10 | 15 | Jackson, MS | 2013 | NREL ATB: Commercial Battery Storage | LBL Tracking the Sun | DNV Proprietary Data
MS | Medium | Storage | Commercial | 150 | 600 | 1460 | 16.67% | 86% | 86% | 86% | 100% | 100% | 96% | 10 | 15 | Jackson, MS | 2014 | NREL ATB: Commercial Battery Storage | LBL Tracking the Sun | DNV Proprietary Data
MS | Medium | Storage | Commercial | 150 | 600 | 1460 | 16.67% | 87% | 87% | 87% | 100% | 100% | 96% | 10 | 15 | Jackson, MS | 2015 | NREL ATB: Commercial Battery Storage | LBL Tracking the Sun | DNV Proprietary Data
MS | Medium | Storage | Commercial | 150 | 600 | 1460 | 16.67% | 87% | 87% | 87% | 100% | 100% | 96% | 10 | 15 | Jackson, MS | 2016 | NREL ATB: Commercial Battery Storage | LBL Tracking the Sun | DNV Proprietary Data
MS | Medium | Storage | Commercial | 150 | 600 | 1460 | 16.67% | 87% | 87% | 87% | 100% | 100% | 96.5% | 10 | 15 | Jackson, MS | 2017 | NREL ATB: Commercial Battery Storage | LBL Tracking the Sun | DNV Proprietary Data
MS | Medium | Storage | Commercial | 150 | 600 | 1460 | 16.67% | 88% | 88% | 88% | 100% | 100% | 96.5% | 10 | 15 | Jackson, MS | 2018 | NREL ATB: Commercial Battery Storage | LBL Tracking the Sun | DNV Proprietary Data
MS | Medium | Storage | Commercial | 150 | 600 | 1460 | 16.67% | 88% | 88% | 88% | 100% | 100% | 97% | 10 | 15 | Jackson, MS | 2019 | NREL ATB: Commercial Battery Storage | LBL Tracking the Sun | DNV Proprietary Data
MS | Medium | Storage | Commercial | 150 | 600 | 1460 | 16.67% | 89% | 89% | 89% | 100% | 100% | 97% | 10 | 15 | Jackson, MS | 2020 | NREL ATB: Commercial Battery Storage | LBL Tracking the Sun | DNV Proprietary Data
MS | Medium | Storage | Commercial | 150 | 600 | 1460 | 16.67% | 90% | 90% | 90% | 100% | 100% | 97.5% | 10 | 15 | Jackson, MS | 2021 | NREL ATB: Commercial Battery Storage | LBL Tracking the Sun | DNV Proprietary Data
MS | Medium | Storage | Commercial | 150 | 600 | 1460 | 16.67% | 90% | 90% | 90% | 100% | 100% | 97.5% | 10 | 15 | Jackson, MS | 2022 | NREL ATB: Commercial Battery Storage | LBL Tracking the Sun | DNV Proprietary Data
MS | Small 1 | Storage | Commercial | 19.9 | 79.6 | 1460 | 16.67% | 85% | 85% | 85% | 100% | 100% | 95% | 10 | 15 | Jackson, MS | 2012 | NREL ATB: Commercial Battery Storage | LBL Tracking the Sun | DNV Proprietary Data
MS | Small 1 | Storage | Commercial | 22 | 88 | 1460 | 16.67% | 86% | 86% | 86% | 100% | 100% | 95% | 10 | 15 | Jackson, MS | 2013 | NREL ATB: Commercial Battery Storage | LBL Tracking the Sun | DNV Proprietary Data
MS | Small 1 | Storage | Commercial | 20.4 | 81.6 | 1460 | 16.67% | 86% | 86% | 86% | 100% | 100% | 96% | 10 | 15 | Jackson, MS | 2014 | NREL ATB: Commercial Battery Storage | LBL Tracking the Sun | DNV Proprietary Data
MS | Small 1 | Storage | Commercial | 19.3 | 77.2 | 1460 | 16.67% | 87% | 87% | 87% | 100% | 100% | 96% | 10 | 15 | Jackson, MS | 2015 | NREL ATB: Commercial Battery Storage | LBL Tracking the Sun | DNV Proprietary Data
MS | Small 1 | Storage | Commercial | 19.5 | 78 | 1460 | 16.67% | 87% | 87% | 87% | 100% | 100% | 96% | 10 | 15 | Jackson, MS | 2016 | NREL ATB: Commercial Battery Storage | LBL Tracking the Sun | DNV Proprietary Data
MS | Small 1 | Storage | Commercial | 22.8 | 91.2 | 1460 | 16.67% | 87% | 87% | 87% | 100% | 100% | 96.5% | 10 | 15 | Jackson, MS | 2017 | NREL ATB: Commercial Battery Storage | LBL Tracking the Sun | DNV Proprietary Data
MS | Small 1 | Storage | Commercial | 23.1 | 92.4 | 1460 | 16.67% | 88% | 88% | 88% | 100% | 100% | 96.5% | 10 | 15 | Jackson, MS | 2018 | NREL ATB: Commercial Battery Storage | LBL Tracking the Sun | DNV Proprietary Data
MS | Small 1 | Storage | Commercial | 22.5 | 90 | 1460 | 16.67% | 88% | 88% | 88% | 100% | 100% | 97% | 10 | 15 | Jackson, MS | 2019 | NREL ATB: Commercial Battery Storage | LBL Tracking the Sun | DNV Proprietary Data
MS | Small 1 | Storage | Commercial | 21.4 | 85.6 | 1460 | 16.67% | 89% | 89% | 89% | 100% | 100% | 97% | 10 | 15 | Jackson, MS | 2020 | NREL ATB: Commercial Battery Storage | LBL Tracking the Sun | DNV Proprietary Data
MS | Small 1 | Storage | Commercial | 19.2 | 76.8 | 1460 | 16.67% | 90% | 90% | 90% | 100% | 100% | 97.5% | 10 | 15 | Jackson, MS | 2021 | NREL ATB: Commercial Battery Storage | LBL Tracking the Sun | DNV Proprietary Data
MS | Small 1 | Storage | Commercial | 20 | 80 | 1460 | 16.67% | 90% | 90% | 90% | 100% | 100% | 97.5% | 10 | 15 | Jackson, MS | 2022 | NREL ATB: Commercial Battery Storage | LBL Tracking the Sun | DNV Proprietary Data
MS | Small 2 | Storage | Commercial | 60 | 240 | 1460 | 16.67% | 85% | 85% | 85% | 100% | 100% | 95% | 10 | 15 | Jackson, MS | 2012 | NREL ATB: Commercial Battery Storage | LBL Tracking the Sun | DNV Proprietary Data
MS | Small 2 | Storage | Commercial | 60 | 240 | 1460 | 16.67% | 86% | 86% | 86% | 100% | 100% | 95% | 10 | 15 | Jackson, MS | 2013 | NREL ATB: Commercial Battery Storage | LBL Tracking the Sun | DNV Proprietary Data
MS | Small 2 | Storage | Commercial | 60 | 240 | 1460 | 16.67% | 86% | 86% | 86% | 100% | 100% | 96% | 10 | 15 | Jackson, MS | 2014 | NREL ATB: Commercial Battery Storage | LBL Tracking the Sun | DNV Proprietary Data
MS | Small 2 | Storage | Commercial | 60 | 240 | 1460 | 16.67% | 87% | 87% | 87% | 100% | 100% | 96% | 10 | 15 | Jackson, MS | 2015 | NREL ATB: Commercial Battery Storage | LBL Tracking the Sun | DNV Proprietary Data
MS | Small 2 | Storage | Commercial | 60 | 240 | 1460 | 16.67% | 87% | 87% | 87% | 100% | 100% | 96% | 10 | 15 | Jackson, MS | 2016 | NREL ATB: Commercial Battery Storage | LBL Tracking the Sun | DNV Proprietary Data
MS | Small 2 | Storage | Commercial | 60 | 240 | 1460 | 16.67% | 87% | 87% | 87% | 100% | 100% | 96.5% | 10 | 15 | Jackson, MS | 2017 | NREL ATB: Commercial Battery Storage | LBL Tracking the Sun | DNV Proprietary Data
MS | Small 2 | Storage | Commercial | 60 | 240 | 1460 | 16.67% | 88% | 88% | 88% | 100% | 100% | 96.5% | 10 | 15 | Jackson, MS | 2018 | NREL ATB: Commercial Battery Storage | LBL Tracking the Sun | DNV Proprietary Data
MS | Small 2 | Storage | Commercial | 60 | 240 | 1460 | 16.67% | 88% | 88% | 88% | 100% | 100% | 97% | 10 | 15 | Jackson, MS | 2019 | NREL ATB: Commercial Battery Storage | LBL Tracking the Sun | DNV Proprietary Data
MS | Small 2 | Storage | Commercial | 60 | 240 | 1460 | 16.67% | 89% | 89% | 89% | 100% | 100% | 97% | 10 | 15 | Jackson, MS | 2020 | NREL ATB: Commercial Battery Storage | LBL Tracking the Sun | DNV Proprietary Data
MS | Small 2 | Storage | Commercial | 60 | 240 | 1460 | 16.67% | 90% | 90% | 90% | 100% | 100% | 97.5% | 10 | 15 | Jackson, MS | 2021 | NREL ATB: Commercial Battery Storage | LBL Tracking the Sun | DNV Proprietary Data
MS | Small 2 | Storage | Commercial | 60 | 240 | 1460 | 16.67% | 90% | 90% | 90% | 100% | 100% | 97.5% | 10 | 15 | Jackson, MS | 2022 | NREL ATB: Commercial Battery Storage | LBL Tracking the Sun | DNV Proprietary Data
MT | Large 1 | Storage | Commercial | 300 | 1200 | 1460 | 16.67% | 85% | 85% | 85% | 100% | 100% | 95% | 10 | 15 | Helena, MT | 2012 | NREL ATB: Commercial Battery Storage | LBL Tracking the Sun | DNV Proprietary Data
MT | Large 1 | Storage | Commercial | 300 | 1200 | 1460 | 16.67% | 86% | 86% | 86% | 100% | 100% | 95% | 10 | 15 | Helena, MT | 2013 | NREL ATB: Commercial Battery Storage | LBL Tracking the Sun | DNV Proprietary Data
MT | Large 1 | Storage | Commercial | 300 | 1200 | 1460 | 16.67% | 86% | 86% | 86% | 100% | 100% | 96% | 10 | 15 | Helena, MT | 2014 | NREL ATB: Commercial Battery Storage | LBL Tracking the Sun | DNV Proprietary Data
MT | Large 1 | Storage | Commercial | 300 | 1200 | 1460 | 16.67% | 87% | 87% | 87% | 100% | 100% | 96% | 10 | 15 | Helena, MT | 2015 | NREL ATB: Commercial Battery Storage | LBL Tracking the Sun | DNV Proprietary Data
MT | Large 1 | Storage | Commercial | 300 | 1200 | 1460 | 16.67% | 87% | 87% | 87% | 100% | 100% | 96% | 10 | 15 | Helena, MT | 2016 | NREL ATB: Commercial Battery Storage | LBL Tracking the Sun | DNV Proprietary Data
MT | Large 1 | Storage | Commercial | 300 | 1200 | 1460 | 16.67% | 87% | 87% | 87% | 100% | 100% | 96.5% | 10 | 15 | Helena, MT | 2017 | NREL ATB: Commercial Battery Storage | LBL Tracking the Sun | DNV Proprietary Data
MT | Large 1 | Storage | Commercial | 300 | 1200 | 1460 | 16.67% | 88% | 88% | 88% | 100% | 100% | 96.5% | 10 | 15 | Helena, MT | 2018 | NREL ATB: Commercial Battery Storage | LBL Tracking the Sun | DNV Proprietary Data
MT | Large 1 | Storage | Commercial | 300 | 1200 | 1460 | 16.67% | 88% | 88% | 88% | 100% | 100% | 97% | 10 | 15 | Helena, MT | 2019 | NREL ATB: Commercial Battery Storage | LBL Tracking the Sun | DNV Proprietary Data
MT | Large 1 | Storage | Commercial | 300 | 1200 | 1460 | 16.67% | 89% | 89% | 89% | 100% | 100% | 97% | 10 | 15 | Helena, MT | 2020 | NREL ATB: Commercial Battery Storage | LBL Tracking the Sun | DNV Proprietary Data
MT | Large 1 | Storage | Commercial | 300 | 1200 | 1460 | 16.67% | 90% | 90% | 90% | 100% | 100% | 97.5% | 10 | 15 | Helena, MT | 2021 | NREL ATB: Commercial Battery Storage | LBL Tracking the Sun | DNV Proprietary Data
MT | Large 1 | Storage | Commercial | 300 | 1200 | 1460 | 16.67% | 90% | 90% | 90% | 100% | 100% | 97.5% | 10 | 15 | Helena, MT | 2022 | NREL ATB: Commercial Battery Storage | LBL Tracking the Sun | DNV Proprietary Data
MT | Medium | Storage | Commercial | 150 | 600 | 1460 | 16.67% | 85% | 85% | 85% | 100% | 100% | 95% | 10 | 15 | Helena, MT | 2012 | NREL ATB: Commercial Battery Storage | LBL Tracking the Sun | DNV Proprietary Data
MT | Medium | Storage | Commercial | 150 | 600 | 1460 | 16.67% | 86% | 86% | 86% | 100% | 100% | 95% | 10 | 15 | Helena, MT | 2013 | NREL ATB: Commercial Battery Storage | LBL Tracking the Sun | DNV Proprietary Data
MT | Medium | Storage | Commercial | 150 | 600 | 1460 | 16.67% | 86% | 86% | 86% | 100% | 100% | 96% | 10 | 15 | Helena, MT | 2014 | NREL ATB: Commercial Battery Storage | LBL Tracking the Sun | DNV Proprietary Data
MT | Medium | Storage | Commercial | 150 | 600 | 1460 | 16.67% | 87% | 87% | 87% | 100% | 100% | 96% | 10 | 15 | Helena, MT | 2015 | NREL ATB: Commercial Battery Storage | LBL Tracking the Sun | DNV Proprietary Data
MT | Medium | Storage | Commercial | 150 | 600 | 1460 | 16.67% | 87% | 87% | 87% | 100% | 100% | 96% | 10 | 15 | Helena, MT | 2016 | NREL ATB: Commercial Battery Storage | LBL Tracking the Sun | DNV Proprietary Data
MT | Medium | Storage | Commercial | 150 | 600 | 1460 | 16.67% | 87% | 87% | 87% | 100% | 100% | 96.5% | 10 | 15 | Helena, MT | 2017 | NREL ATB: Commercial Battery Storage | LBL Tracking the Sun | DNV Proprietary Data
MT | Medium | Storage | Commercial | 150 | 600 | 1460 | 16.67% | 88% | 88% | 88% | 100% | 100% | 96.5% | 10 | 15 | Helena, MT | 2018 | NREL ATB: Commercial Battery Storage | LBL Tracking the Sun | DNV Proprietary Data
MT | Medium | Storage | Commercial | 150 | 600 | 1460 | 16.67% | 88% | 88% | 88% | 100% | 100% | 97% | 10 | 15 | Helena, MT | 2019 | NREL ATB: Commercial Battery Storage | LBL Tracking the Sun | DNV Proprietary Data
MT | Medium | Storage | Commercial | 150 | 600 | 1460 | 16.67% | 89% | 89% | 89% | 100% | 100% | 97% | 10 | 15 | Helena, MT | 2020 | NREL ATB: Commercial Battery Storage | LBL Tracking the Sun | DNV Proprietary Data
MT | Medium | Storage | Commercial | 150 | 600 | 1460 | 16.67% | 90% | 90% | 90% | 100% | 100% | 97.5% | 10 | 15 | Helena, MT | 2021 | NREL ATB: Commercial Battery Storage | LBL Tracking the Sun | DNV Proprietary Data
MT | Medium | Storage | Commercial | 150 | 600 | 1460 | 16.67% | 90% | 90% | 90% | 100% | 100% | 97.5% | 10 | 15 | Helena, MT | 2022 | NREL ATB: Commercial Battery Storage | LBL Tracking the Sun | DNV Proprietary Data
MT | Small 1 | Storage | Commercial | 19.9 | 79.6 | 1460 | 16.67% | 85% | 85% | 85% | 100% | 100% | 95% | 10 | 15 | Helena, MT | 2012 | NREL ATB: Commercial Battery Storage | LBL Tracking the Sun | DNV Proprietary Data
MT | Small 1 | Storage | Commercial | 22 | 88 | 1460 | 16.67% | 86% | 86% | 86% | 100% | 100% | 95% | 10 | 15 | Helena, MT | 2013 | NREL ATB: Commercial Battery Storage | LBL Tracking the Sun | DNV Proprietary Data
MT | Small 1 | Storage | Commercial | 20.4 | 81.6 | 1460 | 16.67% | 86% | 86% | 86% | 100% | 100% | 96% | 10 | 15 | Helena, MT | 2014 | NREL ATB: Commercial Battery Storage | LBL Tracking the Sun | DNV Proprietary Data
MT | Small 1 | Storage | Commercial | 19.3 | 77.2 | 1460 | 16.67% | 87% | 87% | 87% | 100% | 100% | 96% | 10 | 15 | Helena, MT | 2015 | NREL ATB: Commercial Battery Storage | LBL Tracking the Sun | DNV Proprietary Data
MT | Small 1 | Storage | Commercial | 19.5 | 78 | 1460 | 16.67% | 87% | 87% | 87% | 100% | 100% | 96% | 10 | 15 | Helena, MT | 2016 | NREL ATB: Commercial Battery Storage | LBL Tracking the Sun | DNV Proprietary Data
MT | Small 1 | Storage | Commercial | 22.8 | 91.2 | 1460 | 16.67% | 87% | 87% | 87% | 100% | 100% | 96.5% | 10 | 15 | Helena, MT | 2017 | NREL ATB: Commercial Battery Storage | LBL Tracking the Sun | DNV Proprietary Data
MT | Small 1 | Storage | Commercial | 23.1 | 92.4 | 1460 | 16.67% | 88% | 88% | 88% | 100% | 100% | 96.5% | 10 | 15 | Helena, MT | 2018 | NREL ATB: Commercial Battery Storage | LBL Tracking the Sun | DNV Proprietary Data
MT | Small 1 | Storage | Commercial | 22.5 | 90 | 1460 | 16.67% | 88% | 88% | 88% | 100% | 100% | 97% | 10 | 15 | Helena, MT | 2019 | NREL ATB: Commercial Battery Storage | LBL Tracking the Sun | DNV Proprietary Data
MT | Small 1 | Storage | Commercial | 21.4 | 85.6 | 1460 | 16.67% | 89% | 89% | 89% | 100% | 100% | 97% | 10 | 15 | Helena, MT | 2020 | NREL ATB: Commercial Battery Storage | LBL Tracking the Sun | DNV Proprietary Data
MT | Small 1 | Storage | Commercial | 19.2 | 76.8 | 1460 | 16.67% | 90% | 90% | 90% | 100% | 100% | 97.5% | 10 | 15 | Helena, MT | 2021 | NREL ATB: Commercial Battery Storage | LBL Tracking the Sun | DNV Proprietary Data
MT | Small 1 | Storage | Commercial | 20 | 80 | 1460 | 16.67% | 90% | 90% | 90% | 100% | 100% | 97.5% | 10 | 15 | Helena, MT | 2022 | NREL ATB: Commercial Battery Storage | LBL Tracking the Sun | DNV Proprietary Data
MT | Small 2 | Storage | Commercial | 60 | 240 | 1460 | 16.67% | 85% | 85% | 85% | 100% | 100% | 95% | 10 | 15 | Helena, MT | 2012 | NREL ATB: Commercial Battery Storage | LBL Tracking the Sun | DNV Proprietary Data
MT | Small 2 | Storage | Commercial | 60 | 240 | 1460 | 16.67% | 86% | 86% | 86% | 100% | 100% | 95% | 10 | 15 | Helena, MT | 2013 | NREL ATB: Commercial Battery Storage | LBL Tracking the Sun | DNV Proprietary Data
MT | Small 2 | Storage | Commercial | 60 | 240 | 1460 | 16.67% | 86% | 86% | 86% | 100% | 100% | 96% | 10 | 15 | Helena, MT | 2014 | NREL ATB: Commercial Battery Storage | LBL Tracking the Sun | DNV Proprietary Data
MT | Small 2 | Storage | Commercial | 60 | 240 | 1460 | 16.67% | 87% | 87% | 87% | 100% | 100% | 96% | 10 | 15 | Helena, MT | 2015 | NREL ATB: Commercial Battery Storage | LBL Tracking the Sun | DNV Proprietary Data
MT | Small 2 | Storage | Commercial | 60 | 240 | 1460 | 16.67% | 87% | 87% | 87% | 100% | 100% | 96% | 10 | 15 | Helena, MT | 2016 | NREL ATB: Commercial Battery Storage | LBL Tracking the Sun | DNV Proprietary Data
MT | Small 2 | Storage | Commercial | 60 | 240 | 1460 | 16.67% | 87% | 87% | 87% | 100% | 100% | 96.5% | 10 | 15 | Helena, MT | 2017 | NREL ATB: Commercial Battery Storage | LBL Tracking the Sun | DNV Proprietary Data
MT | Small 2 | Storage | Commercial | 60 | 240 | 1460 | 16.67% | 88% | 88% | 88% | 100% | 100% | 96.5% | 10 | 15 | Helena, MT | 2018 | NREL ATB: Commercial Battery Storage | LBL Tracking the Sun | DNV Proprietary Data
MT | Small 2 | Storage | Commercial | 60 | 240 | 1460 | 16.67% | 88% | 88% | 88% | 100% | 100% | 97% | 10 | 15 | Helena, MT | 2019 | NREL ATB: Commercial Battery Storage | LBL Tracking the Sun | DNV Proprietary Data
MT | Small 2 | Storage | Commercial | 60 | 240 | 1460 | 16.67% | 89% | 89% | 89% | 100% | 100% | 97% | 10 | 15 | Helena, MT | 2020 | NREL ATB: Commercial Battery Storage | LBL Tracking the Sun | DNV Proprietary Data
MT | Small 2 | Storage | Commercial | 60 | 240 | 1460 | 16.67% | 90% | 90% | 90% | 100% | 100% | 97.5% | 10 | 15 | Helena, MT | 2021 | NREL ATB: Commercial Battery Storage | LBL Tracking the Sun | DNV Proprietary Data
MT | Small 2 | Storage | Commercial | 60 | 240 | 1460 | 16.67% | 90% | 90% | 90% | 100% | 100% | 97.5% | 10 | 15 | Helena, MT | 2022 | NREL ATB: Commercial Battery Storage | LBL Tracking the Sun | DNV Proprietary Data
NC | Large 1 | Storage | Commercial | 300 | 1200 | 1460 | 16.67% | 85% | 85% | 85% | 100% | 100% | 95% | 10 | 15 | Raleigh, NC | 2012 | NREL ATB: Commercial Battery Storage | LBL Tracking the Sun | DNV Proprietary Data
NC | Large 1 | Storage | Commercial | 300 | 1200 | 1460 | 16.67% | 86% | 86% | 86% | 100% | 100% | 95% | 10 | 15 | Raleigh, NC | 2013 | NREL ATB: Commercial Battery Storage | LBL Tracking the Sun | DNV Proprietary Data
NC | Large 1 | Storage | Commercial | 300 | 1200 | 1460 | 16.67% | 86% | 86% | 86% | 100% | 100% | 96% | 10 | 15 | Raleigh, NC | 2014 | NREL ATB: Commercial Battery Storage | LBL Tracking the Sun | DNV Proprietary Data
NC | Large 1 | Storage | Commercial | 300 | 1200 | 1460 | 16.67% | 87% | 87% | 87% | 100% | 100% | 96% | 10 | 15 | Raleigh, NC | 2015 | NREL ATB: Commercial Battery Storage | LBL Tracking the Sun | DNV Proprietary Data
NC | Large 1 | Storage | Commercial | 300 | 1200 | 1460 | 16.67% | 87% | 87% | 87% | 100% | 100% | 96% | 10 | 15 | Raleigh, NC | 2016 | NREL ATB: Commercial Battery Storage | LBL Tracking the Sun | DNV Proprietary Data
NC | Large 1 | Storage | Commercial | 300 | 1200 | 1460 | 16.67% | 87% | 87% | 87% | 100% | 100% | 96.5% | 10 | 15 | Raleigh, NC | 2017 | NREL ATB: Commercial Battery Storage | LBL Tracking the Sun | DNV Proprietary Data
NC | Large 1 | Storage | Commercial | 300 | 1200 | 1460 | 16.67% | 88% | 88% | 88% | 100% | 100% | 96.5% | 10 | 15 | Raleigh, NC | 2018 | NREL ATB: Commercial Battery Storage | LBL Tracking the Sun | DNV Proprietary Data
NC | Large 1 | Storage | Commercial | 300 | 1200 | 1460 | 16.67% | 88% | 88% | 88% | 100% | 100% | 97% | 10 | 15 | Raleigh, NC | 2019 | NREL ATB: Commercial Battery Storage | LBL Tracking the Sun | DNV Proprietary Data
NC | Large 1 | Storage | Commercial | 300 | 1200 | 1460 | 16.67% | 89% | 89% | 89% | 100% | 100% | 97% | 10 | 15 | Raleigh, NC | 2020 | NREL ATB: Commercial Battery Storage | LBL Tracking the Sun | DNV Proprietary Data
NC | Large 1 | Storage | Commercial | 300 | 1200 | 1460 | 16.67% | 90% | 90% | 90% | 100% | 100% | 97.5% | 10 | 15 | Raleigh, NC | 2021 | NREL ATB: Commercial Battery Storage | LBL Tracking the Sun | DNV Proprietary Data
NC | Large 1 | Storage | Commercial | 300 | 1200 | 1460 | 16.67% | 90% | 90% | 90% | 100% | 100% | 97.5% | 10 | 15 | Raleigh, NC | 2022 | NREL ATB: Commercial Battery Storage | LBL Tracking the Sun | DNV Proprietary Data
NC | Medium | Storage | Commercial | 150 | 600 | 1460 | 16.67% | 85% | 85% | 85% | 100% | 100% | 95% | 10 | 15 | Raleigh, NC | 2012 | NREL ATB: Commercial Battery Storage | LBL Tracking the Sun | DNV Proprietary Data
NC | Medium | Storage | Commercial | 150 | 600 | 1460 | 16.67% | 86% | 86% | 86% | 100% | 100% | 95% | 10 | 15 | Raleigh, NC | 2013 | NREL ATB: Commercial Battery Storage | LBL Tracking the Sun | DNV Proprietary Data
NC | Medium | Storage | Commercial | 150 | 600 | 1460 | 16.67% | 86% | 86% | 86% | 100% | 100% | 96% | 10 | 15 | Raleigh, NC | 2014 | NREL ATB: Commercial Battery Storage | LBL Tracking the Sun | DNV Proprietary Data
NC | Medium | Storage | Commercial | 150 | 600 | 1460 | 16.67% | 87% | 87% | 87% | 100% | 100% | 96% | 10 | 15 | Raleigh, NC | 2015 | NREL ATB: Commercial Battery Storage | LBL Tracking the Sun | DNV Proprietary Data
NC | Medium | Storage | Commercial | 150 | 600 | 1460 | 16.67% | 87% | 87% | 87% | 100% | 100% | 96% | 10 | 15 | Raleigh, NC | 2016 | NREL ATB: Commercial Battery Storage | LBL Tracking the Sun | DNV Proprietary Data
NC | Medium | Storage | Commercial | 150 | 600 | 1460 | 16.67% | 87% | 87% | 87% | 100% | 100% | 96.5% | 10 | 15 | Raleigh, NC | 2017 | NREL ATB: Commercial Battery Storage | LBL Tracking the Sun | DNV Proprietary Data
NC | Medium | Storage | Commercial | 150 | 600 | 1460 | 16.67% | 88% | 88% | 88% | 100% | 100% | 96.5% | 10 | 15 | Raleigh, NC | 2018 | NREL ATB: Commercial Battery Storage | LBL Tracking the Sun | DNV Proprietary Data
NC | Medium | Storage | Commercial | 150 | 600 | 1460 | 16.67% | 88% | 88% | 88% | 100% | 100% | 97% | 10 | 15 | Raleigh, NC | 2019 | NREL ATB: Commercial Battery Storage | LBL Tracking the Sun | DNV Proprietary Data
NC | Medium | Storage | Commercial | 150 | 600 | 1460 | 16.67% | 89% | 89% | 89% | 100% | 100% | 97% | 10 | 15 | Raleigh, NC | 2020 | NREL ATB: Commercial Battery Storage | LBL Tracking the Sun | DNV Proprietary Data
NC | Medium | Storage | Commercial | 150 | 600 | 1460 | 16.67% | 90% | 90% | 90% | 100% | 100% | 97.5% | 10 | 15 | Raleigh, NC | 2021 | NREL ATB: Commercial Battery Storage | LBL Tracking the Sun | DNV Proprietary Data
NC | Medium | Storage | Commercial | 150 | 600 | 1460 | 16.67% | 90% | 90% | 90% | 100% | 100% | 97.5% | 10 | 15 | Raleigh, NC | 2022 | NREL ATB: Commercial Battery Storage | LBL Tracking the Sun | DNV Proprietary Data
NC | Small 1 | Storage | Commercial | 19.9 | 79.6 | 1460 | 16.67% | 85% | 85% | 85% | 100% | 100% | 95% | 10 | 15 | Raleigh, NC | 2012 | NREL ATB: Commercial Battery Storage | LBL Tracking the Sun | DNV Proprietary Data
NC | Small 1 | Storage | Commercial | 22 | 88 | 1460 | 16.67% | 86% | 86% | 86% | 100% | 100% | 95% | 10 | 15 | Raleigh, NC | 2013 | NREL ATB: Commercial Battery Storage | LBL Tracking the Sun | DNV Proprietary Data
NC | Small 1 | Storage | Commercial | 20.4 | 81.6 | 1460 | 16.67% | 86% | 86% | 86% | 100% | 100% | 96% | 10 | 15 | Raleigh, NC | 2014 | NREL ATB: Commercial Battery Storage | LBL Tracking the Sun | DNV Proprietary Data
NC | Small 1 | Storage | Commercial | 19.3 | 77.2 | 1460 | 16.67% | 87% | 87% | 87% | 100% | 100% | 96% | 10 | 15 | Raleigh, NC | 2015 | NREL ATB: Commercial Battery Storage | LBL Tracking the Sun | DNV Proprietary Data
NC | Small 1 | Storage | Commercial | 19.5 | 78 | 1460 | 16.67% | 87% | 87% | 87% | 100% | 100% | 96% | 10 | 15 | Raleigh, NC | 2016 | NREL ATB: Commercial Battery Storage | LBL Tracking the Sun | DNV Proprietary Data
NC | Small 1 | Storage | Commercial | 22.8 | 91.2 | 1460 | 16.67% | 87% | 87% | 87% | 100% | 100% | 96.5% | 10 | 15 | Raleigh, NC | 2017 | NREL ATB: Commercial Battery Storage | LBL Tracking the Sun | DNV Proprietary Data
NC | Small 1 | Storage | Commercial | 23.1 | 92.4 | 1460 | 16.67% | 88% | 88% | 88% | 100% | 100% | 96.5% | 10 | 15 | Raleigh, NC | 2018 | NREL ATB: Commercial Battery Storage | LBL Tracking the Sun | DNV Proprietary Data
NC | Small 1 | Storage | Commercial | 22.5 | 90 | 1460 | 16.67% | 88% | 88% | 88% | 100% | 100% | 97% | 10 | 15 | Raleigh, NC | 2019 | NREL ATB: Commercial Battery Storage | LBL Tracking the Sun | DNV Proprietary Data
NC | Small 1 | Storage | Commercial | 21.4 | 85.6 | 1460 | 16.67% | 89% | 89% | 89% | 100% | 100% | 97% | 10 | 15 | Raleigh, NC | 2020 | NREL ATB: Commercial Battery Storage | LBL Tracking the Sun | DNV Proprietary Data
NC | Small 1 | Storage | Commercial | 19.2 | 76.8 | 1460 | 16.67% | 90% | 90% | 90% | 100% | 100% | 97.5% | 10 | 15 | Raleigh, NC | 2021 | NREL ATB: Commercial Battery Storage | LBL Tracking the Sun | DNV Proprietary Data
NC | Small 1 | Storage | Commercial | 20 | 80 | 1460 | 16.67% | 90% | 90% | 90% | 100% | 100% | 97.5% | 10 | 15 | Raleigh, NC | 2022 | NREL ATB: Commercial Battery Storage | LBL Tracking the Sun | DNV Proprietary Data
NC | Small 2 | Storage | Commercial | 60 | 240 | 1460 | 16.67% | 85% | 85% | 85% | 100% | 100% | 95% | 10 | 15 | Raleigh, NC | 2012 | NREL ATB: Commercial Battery Storage | LBL Tracking the Sun | DNV Proprietary Data
NC | Small 2 | Storage | Commercial | 60 | 240 | 1460 | 16.67% | 86% | 86% | 86% | 100% | 100% | 95% | 10 | 15 | Raleigh, NC | 2013 | NREL ATB: Commercial Battery Storage | LBL Tracking the Sun | DNV Proprietary Data
NC | Small 2 | Storage | Commercial | 60 | 240 | 1460 | 16.67% | 86% | 86% | 86% | 100% | 100% | 96% | 10 | 15 | Raleigh, NC | 2014 | NREL ATB: Commercial Battery Storage | LBL Tracking the Sun | DNV Proprietary Data
NC | Small 2 | Storage | Commercial | 60 | 240 | 1460 | 16.67% | 87% | 87% | 87% | 100% | 100% | 96% | 10 | 15 | Raleigh, NC | 2015 | NREL ATB: Commercial Battery Storage | LBL Tracking the Sun | DNV Proprietary Data
NC | Small 2 | Storage | Commercial | 60 | 240 | 1460 | 16.67% | 87% | 87% | 87% | 100% | 100% | 96% | 10 | 15 | Raleigh, NC | 2016 | NREL ATB: Commercial Battery Storage | LBL Tracking the Sun | DNV Proprietary Data
NC | Small 2 | Storage | Commercial | 60 | 240 | 1460 | 16.67% | 87% | 87% | 87% | 100% | 100% | 96.5% | 10 | 15 | Raleigh, NC | 2017 | NREL ATB: Commercial Battery Storage | LBL Tracking the Sun | DNV Proprietary Data
NC | Small 2 | Storage | Commercial | 60 | 240 | 1460 | 16.67% | 88% | 88% | 88% | 100% | 100% | 96.5% | 10 | 15 | Raleigh, NC | 2018 | NREL ATB: Commercial Battery Storage | LBL Tracking the Sun | DNV Proprietary Data
NC | Small 2 | Storage | Commercial | 60 | 240 | 1460 | 16.67% | 88% | 88% | 88% | 100% | 100% | 97% | 10 | 15 | Raleigh, NC | 2019 | NREL ATB: Commercial Battery Storage | LBL Tracking the Sun | DNV Proprietary Data
NC | Small 2 | Storage | Commercial | 60 | 240 | 1460 | 16.67% | 89% | 89% | 89% | 100% | 100% | 97% | 10 | 15 | Raleigh, NC | 2020 | NREL ATB: Commercial Battery Storage | LBL Tracking the Sun | DNV Proprietary Data
NC | Small 2 | Storage | Commercial | 60 | 240 | 1460 | 16.67% | 90% | 90% | 90% | 100% | 100% | 97.5% | 10 | 15 | Raleigh, NC | 2021 | NREL ATB: Commercial Battery Storage | LBL Tracking the Sun | DNV Proprietary Data
NC | Small 2 | Storage | Commercial | 60 | 240 | 1460 | 16.67% | 90% | 90% | 90% | 100% | 100% | 97.5% | 10 | 15 | Raleigh, NC | 2022 | NREL ATB: Commercial Battery Storage | LBL Tracking the Sun | DNV Proprietary Data
ND | Large 1 | Storage | Commercial | 300 | 1200 | 1460 | 16.67% | 85% | 85% | 85% | 100% | 100% | 95% | 10 | 15 | Fargo, ND | 2012 | NREL ATB: Commercial Battery Storage | LBL Tracking the Sun | DNV Proprietary Data
ND | Large 1 | Storage | Commercial | 300 | 1200 | 1460 | 16.67% | 86% | 86% | 86% | 100% | 100% | 95% | 10 | 15 | Fargo, ND | 2013 | NREL ATB: Commercial Battery Storage | LBL Tracking the Sun | DNV Proprietary Data
ND | Large 1 | Storage | Commercial | 300 | 1200 | 1460 | 16.67% | 86% | 86% | 86% | 100% | 100% | 96% | 10 | 15 | Fargo, ND | 2014 | NREL ATB: Commercial Battery Storage | LBL Tracking the Sun | DNV Proprietary Data
ND | Large 1 | Storage | Commercial | 300 | 1200 | 1460 | 16.67% | 87% | 87% | 87% | 100% | 100% | 96% | 10 | 15 | Fargo, ND | 2015 | NREL ATB: Commercial Battery Storage | LBL Tracking the Sun | DNV Proprietary Data
ND | Large 1 | Storage | Commercial | 300 | 1200 | 1460 | 16.67% | 87% | 87% | 87% | 100% | 100% | 96% | 10 | 15 | Fargo, ND | 2016 | NREL ATB: Commercial Battery Storage | LBL Tracking the Sun | DNV Proprietary Data
ND | Large 1 | Storage | Commercial | 300 | 1200 | 1460 | 16.67% | 87% | 87% | 87% | 100% | 100% | 96.5% | 10 | 15 | Fargo, ND | 2017 | NREL ATB: Commercial Battery Storage | LBL Tracking the Sun | DNV Proprietary Data
ND | Large 1 | Storage | Commercial | 300 | 1200 | 1460 | 16.67% | 88% | 88% | 88% | 100% | 100% | 96.5% | 10 | 15 | Fargo, ND | 2018 | NREL ATB: Commercial Battery Storage | LBL Tracking the Sun | DNV Proprietary Data
ND | Large 1 | Storage | Commercial | 300 | 1200 | 1460 | 16.67% | 88% | 88% | 88% | 100% | 100% | 97% | 10 | 15 | Fargo, ND | 2019 | NREL ATB: Commercial Battery Storage | LBL Tracking the Sun | DNV Proprietary Data
ND | Large 1 | Storage | Commercial | 300 | 1200 | 1460 | 16.67% | 89% | 89% | 89% | 100% | 100% | 97% | 10 | 15 | Fargo, ND | 2020 | NREL ATB: Commercial Battery Storage | LBL Tracking the Sun | DNV Proprietary Data
ND | Large 1 | Storage | Commercial | 300 | 1200 | 1460 | 16.67% | 90% | 90% | 90% | 100% | 100% | 97.5% | 10 | 15 | Fargo, ND | 2021 | NREL ATB: Commercial Battery Storage | LBL Tracking the Sun | DNV Proprietary Data
ND | Large 1 | Storage | Commercial | 300 | 1200 | 1460 | 16.67% | 90% | 90% | 90% | 100% | 100% | 97.5% | 10 | 15 | Fargo, ND | 2022 | NREL ATB: Commercial Battery Storage | LBL Tracking the Sun | DNV Proprietary Data
ND | Medium | Storage | Commercial | 150 | 600 | 1460 | 16.67% | 85% | 85% | 85% | 100% | 100% | 95% | 10 | 15 | Fargo, ND | 2012 | NREL ATB: Commercial Battery Storage | LBL Tracking the Sun | DNV Proprietary Data
ND | Medium | Storage | Commercial | 150 | 600 | 1460 | 16.67% | 86% | 86% | 86% | 100% | 100% | 95% | 10 | 15 | Fargo, ND | 2013 | NREL ATB: Commercial Battery Storage | LBL Tracking the Sun | DNV Proprietary Data
ND | Medium | Storage | Commercial | 150 | 600 | 1460 | 16.67% | 86% | 86% | 86% | 100% | 100% | 96% | 10 | 15 | Fargo, ND | 2014 | NREL ATB: Commercial Battery Storage | LBL Tracking the Sun | DNV Proprietary Data
ND | Medium | Storage | Commercial | 150 | 600 | 1460 | 16.67% | 87% | 87% | 87% | 100% | 100% | 96% | 10 | 15 | Fargo, ND | 2015 | NREL ATB: Commercial Battery Storage | LBL Tracking the Sun | DNV Proprietary Data
ND | Medium | Storage | Commercial | 150 | 600 | 1460 | 16.67% | 87% | 87% | 87% | 100% | 100% | 96% | 10 | 15 | Fargo, ND | 2016 | NREL ATB: Commercial Battery Storage | LBL Tracking the Sun | DNV Proprietary Data
ND | Medium | Storage | Commercial | 150 | 600 | 1460 | 16.67% | 87% | 87% | 87% | 100% | 100% | 96.5% | 10 | 15 | Fargo, ND | 2017 | NREL ATB: Commercial Battery Storage | LBL Tracking the Sun | DNV Proprietary Data
ND | Medium | Storage | Commercial | 150 | 600 | 1460 | 16.67% | 88% | 88% | 88% | 100% | 100% | 96.5% | 10 | 15 | Fargo, ND | 2018 | NREL ATB: Commercial Battery Storage | LBL Tracking the Sun | DNV Proprietary Data
ND | Medium | Storage | Commercial | 150 | 600 | 1460 | 16.67% | 88% | 88% | 88% | 100% | 100% | 97% | 10 | 15 | Fargo, ND | 2019 | NREL ATB: Commercial Battery Storage | LBL Tracking the Sun | DNV Proprietary Data
ND | Medium | Storage | Commercial | 150 | 600 | 1460 | 16.67% | 89% | 89% | 89% | 100% | 100% | 97% | 10 | 15 | Fargo, ND | 2020 | NREL ATB: Commercial Battery Storage | LBL Tracking the Sun | DNV Proprietary Data
ND | Medium | Storage | Commercial | 150 | 600 | 1460 | 16.67% | 90% | 90% | 90% | 100% | 100% | 97.5% | 10 | 15 | Fargo, ND | 2021 | NREL ATB: Commercial Battery Storage | LBL Tracking the Sun | DNV Proprietary Data
ND | Medium | Storage | Commercial | 150 | 600 | 1460 | 16.67% | 90% | 90% | 90% | 100% | 100% | 97.5% | 10 | 15 | Fargo, ND | 2022 | NREL ATB: Commercial Battery Storage | LBL Tracking the Sun | DNV Proprietary Data
ND | Small 1 | Storage | Commercial | 19.9 | 79.6 | 1460 | 16.67% | 85% | 85% | 85% | 100% | 100% | 95% | 10 | 15 | Fargo, ND | 2012 | NREL ATB: Commercial Battery Storage | LBL Tracking the Sun | DNV Proprietary Data
ND | Small 1 | Storage | Commercial | 22 | 88 | 1460 | 16.67% | 86% | 86% | 86% | 100% | 100% | 95% | 10 | 15 | Fargo, ND | 2013 | NREL ATB: Commercial Battery Storage | LBL Tracking the Sun | DNV Proprietary Data
ND | Small 1 | Storage | Commercial | 20.4 | 81.6 | 1460 | 16.67% | 86% | 86% | 86% | 100% | 100% | 96% | 10 | 15 | Fargo, ND | 2014 | NREL ATB: Commercial Battery Storage | LBL Tracking the Sun | DNV Proprietary Data
ND | Small 1 | Storage | Commercial | 19.3 | 77.2 | 1460 | 16.67% | 87% | 87% | 87% | 100% | 100% | 96% | 10 | 15 | Fargo, ND | 2015 | NREL ATB: Commercial Battery Storage | LBL Tracking the Sun | DNV Proprietary Data
ND | Small 1 | Storage | Commercial | 19.5 | 78 | 1460 | 16.67% | 87% | 87% | 87% | 100% | 100% | 96% | 10 | 15 | Fargo, ND | 2016 | NREL ATB: Commercial Battery Storage | LBL Tracking the Sun | DNV Proprietary Data
ND | Small 1 | Storage | Commercial | 22.8 | 91.2 | 1460 | 16.67% | 87% | 87% | 87% | 100% | 100% | 96.5% | 10 | 15 | Fargo, ND | 2017 | NREL ATB: Commercial Battery Storage | LBL Tracking the Sun | DNV Proprietary Data
ND | Small 1 | Storage | Commercial | 23.1 | 92.4 | 1460 | 16.67% | 88% | 88% | 88% | 100% | 100% | 96.5% | 10 | 15 | Fargo, ND | 2018 | NREL ATB: Commercial Battery Storage | LBL Tracking the Sun | DNV Proprietary Data
ND | Small 1 | Storage | Commercial | 22.5 | 90 | 1460 | 16.67% | 88% | 88% | 88% | 100% | 100% | 97% | 10 | 15 | Fargo, ND | 2019 | NREL ATB: Commercial Battery Storage | LBL Tracking the Sun | DNV Proprietary Data
ND | Small 1 | Storage | Commercial | 21.4 | 85.6 | 1460 | 16.67% | 89% | 89% | 89% | 100% | 100% | 97% | 10 | 15 | Fargo, ND | 2020 | NREL ATB: Commercial Battery Storage | LBL Tracking the Sun | DNV Proprietary Data
ND | Small 1 | Storage | Commercial | 19.2 | 76.8 | 1460 | 16.67% | 90% | 90% | 90% | 100% | 100% | 97.5% | 10 | 15 | Fargo, ND | 2021 | NREL ATB: Commercial Battery Storage | LBL Tracking the Sun | DNV Proprietary Data
ND | Small 1 | Storage | Commercial | 20 | 80 | 1460 | 16.67% | 90% | 90% | 90% | 100% | 100% | 97.5% | 10 | 15 | Fargo, ND | 2022 | NREL ATB: Commercial Battery Storage | LBL Tracking the Sun | DNV Proprietary Data
ND | Small 2 | Storage | Commercial | 60 | 240 | 1460 | 16.67% | 85% | 85% | 85% | 100% | 100% | 95% | 10 | 15 | Fargo, ND | 2012 | NREL ATB: Commercial Battery Storage | LBL Tracking the Sun | DNV Proprietary Data
ND | Small 2 | Storage | Commercial | 60 | 240 | 1460 | 16.67% | 86% | 86% | 86% | 100% | 100% | 95% | 10 | 15 | Fargo, ND | 2013 | NREL ATB: Commercial Battery Storage | LBL Tracking the Sun | DNV Proprietary Data
ND | Small 2 | Storage | Commercial | 60 | 240 | 1460 | 16.67% | 86% | 86% | 86% | 100% | 100% | 96% | 10 | 15 | Fargo, ND | 2014 | NREL ATB: Commercial Battery Storage | LBL Tracking the Sun | DNV Proprietary Data
ND | Small 2 | Storage | Commercial | 60 | 240 | 1460 | 16.67% | 87% | 87% | 87% | 100% | 100% | 96% | 10 | 15 | Fargo, ND | 2015 | NREL ATB: Commercial Battery Storage | LBL Tracking the Sun | DNV Proprietary Data
ND | Small 2 | Storage | Commercial | 60 | 240 | 1460 | 16.67% | 87% | 87% | 87% | 100% | 100% | 96% | 10 | 15 | Fargo, ND | 2016 | NREL ATB: Commercial Battery Storage | LBL Tracking the Sun | DNV Proprietary Data
ND | Small 2 | Storage | Commercial | 60 | 240 | 1460 | 16.67% | 87% | 87% | 87% | 100% | 100% | 96.5% | 10 | 15 | Fargo, ND | 2017 | NREL ATB: Commercial Battery Storage | LBL Tracking the Sun | DNV Proprietary Data
ND | Small 2 | Storage | Commercial | 60 | 240 | 1460 | 16.67% | 88% | 88% | 88% | 100% | 100% | 96.5% | 10 | 15 | Fargo, ND | 2018 | NREL ATB: Commercial Battery Storage | LBL Tracking the Sun | DNV Proprietary Data
ND | Small 2 | Storage | Commercial | 60 | 240 | 1460 | 16.67% | 88% | 88% | 88% | 100% | 100% | 97% | 10 | 15 | Fargo, ND | 2019 | NREL ATB: Commercial Battery Storage | LBL Tracking the Sun | DNV Proprietary Data
ND | Small 2 | Storage | Commercial | 60 | 240 | 1460 | 16.67% | 89% | 89% | 89% | 100% | 100% | 97% | 10 | 15 | Fargo, ND | 2020 | NREL ATB: Commercial Battery Storage | LBL Tracking the Sun | DNV Proprietary Data
ND | Small 2 | Storage | Commercial | 60 | 240 | 1460 | 16.67% | 90% | 90% | 90% | 100% | 100% | 97.5% | 10 | 15 | Fargo, ND | 2021 | NREL ATB: Commercial Battery Storage | LBL Tracking the Sun | DNV Proprietary Data
ND | Small 2 | Storage | Commercial | 60 | 240 | 1460 | 16.67% | 90% | 90% | 90% | 100% | 100% | 97.5% | 10 | 15 | Fargo, ND | 2022 | NREL ATB: Commercial Battery Storage | LBL Tracking the Sun | DNV Proprietary Data
NE | Large 1 | Storage | Commercial | 300 | 1200 | 1460 | 16.67% | 85% | 85% | 85% | 100% | 100% | 95% | 10 | 15 | Lincoln, NE | 2012 | NREL ATB: Commercial Battery Storage | LBL Tracking the Sun | DNV Proprietary Data
NE | Large 1 | Storage | Commercial | 300 | 1200 | 1460 | 16.67% | 86% | 86% | 86% | 100% | 100% | 95% | 10 | 15 | Lincoln, NE | 2013 | NREL ATB: Commercial Battery Storage | LBL Tracking the Sun | DNV Proprietary Data
NE | Large 1 | Storage | Commercial | 300 | 1200 | 1460 | 16.67% | 86% | 86% | 86% | 100% | 100% | 96% | 10 | 15 | Lincoln, NE | 2014 | NREL ATB: Commercial Battery Storage | LBL Tracking the Sun | DNV Proprietary Data
NE | Large 1 | Storage | Commercial | 300 | 1200 | 1460 | 16.67% | 87% | 87% | 87% | 100% | 100% | 96% | 10 | 15 | Lincoln, NE | 2015 | NREL ATB: Commercial Battery Storage | LBL Tracking the Sun | DNV Proprietary Data
NE | Large 1 | Storage | Commercial | 300 | 1200 | 1460 | 16.67% | 87% | 87% | 87% | 100% | 100% | 96% | 10 | 15 | Lincoln, NE | 2016 | NREL ATB: Commercial Battery Storage | LBL Tracking the Sun | DNV Proprietary Data
NE | Large 1 | Storage | Commercial | 300 | 1200 | 1460 | 16.67% | 87% | 87% | 87% | 100% | 100% | 96.5% | 10 | 15 | Lincoln, NE | 2017 | NREL ATB: Commercial Battery Storage | LBL Tracking the Sun | DNV Proprietary Data
NE | Large 1 | Storage | Commercial | 300 | 1200 | 1460 | 16.67% | 88% | 88% | 88% | 100% | 100% | 96.5% | 10 | 15 | Lincoln, NE | 2018 | NREL ATB: Commercial Battery Storage | LBL Tracking the Sun | DNV Proprietary Data
NE | Large 1 | Storage | Commercial | 300 | 1200 | 1460 | 16.67% | 88% | 88% | 88% | 100% | 100% | 97% | 10 | 15 | Lincoln, NE | 2019 | NREL ATB: Commercial Battery Storage | LBL Tracking the Sun | DNV Proprietary Data
NE | Large 1 | Storage | Commercial | 300 | 1200 | 1460 | 16.67% | 89% | 89% | 89% | 100% | 100% | 97% | 10 | 15 | Lincoln, NE | 2020 | NREL ATB: Commercial Battery Storage | LBL Tracking the Sun | DNV Proprietary Data
NE | Large 1 | Storage | Commercial | 300 | 1200 | 1460 | 16.67% | 90% | 90% | 90% | 100% | 100% | 97.5% | 10 | 15 | Lincoln, NE | 2021 | NREL ATB: Commercial Battery Storage | LBL Tracking the Sun | DNV Proprietary Data
NE | Large 1 | Storage | Commercial | 300 | 1200 | 1460 | 16.67% | 90% | 90% | 90% | 100% | 100% | 97.5% | 10 | 15 | Lincoln, NE | 2022 | NREL ATB: Commercial Battery Storage | LBL Tracking the Sun | DNV Proprietary Data
NE | Medium | Storage | Commercial | 150 | 600 | 1460 | 16.67% | 85% | 85% | 85% | 100% | 100% | 95% | 10 | 15 | Lincoln, NE | 2012 | NREL ATB: Commercial Battery Storage | LBL Tracking the Sun | DNV Proprietary Data
NE | Medium | Storage | Commercial | 150 | 600 | 1460 | 16.67% | 86% | 86% | 86% | 100% | 100% | 95% | 10 | 15 | Lincoln, NE | 2013 | NREL ATB: Commercial Battery Storage | LBL Tracking the Sun | DNV Proprietary Data
NE | Medium | Storage | Commercial | 150 | 600 | 1460 | 16.67% | 86% | 86% | 86% | 100% | 100% | 96% | 10 | 15 | Lincoln, NE | 2014 | NREL ATB: Commercial Battery Storage | LBL Tracking the Sun | DNV Proprietary Data
NE | Medium | Storage | Commercial | 150 | 600 | 1460 | 16.67% | 87% | 87% | 87% | 100% | 100% | 96% | 10 | 15 | Lincoln, NE | 2015 | NREL ATB: Commercial Battery Storage | LBL Tracking the Sun | DNV Proprietary Data
NE | Medium | Storage | Commercial | 150 | 600 | 1460 | 16.67% | 87% | 87% | 87% | 100% | 100% | 96% | 10 | 15 | Lincoln, NE | 2016 | NREL ATB: Commercial Battery Storage | LBL Tracking the Sun | DNV Proprietary Data
NE | Medium | Storage | Commercial | 150 | 600 | 1460 | 16.67% | 87% | 87% | 87% | 100% | 100% | 96.5% | 10 | 15 | Lincoln, NE | 2017 | NREL ATB: Commercial Battery Storage | LBL Tracking the Sun | DNV Proprietary Data
NE | Medium | Storage | Commercial | 150 | 600 | 1460 | 16.67% | 88% | 88% | 88% | 100% | 100% | 96.5% | 10 | 15 | Lincoln, NE | 2018 | NREL ATB: Commercial Battery Storage | LBL Tracking the Sun | DNV Proprietary Data
NE | Medium | Storage | Commercial | 150 | 600 | 1460 | 16.67% | 88% | 88% | 88% | 100% | 100% | 97% | 10 | 15 | Lincoln, NE | 2019 | NREL ATB: Commercial Battery Storage | LBL Tracking the Sun | DNV Proprietary Data
NE | Medium | Storage | Commercial | 150 | 600 | 1460 | 16.67% | 89% | 89% | 89% | 100% | 100% | 97% | 10 | 15 | Lincoln, NE | 2020 | NREL ATB: Commercial Battery Storage | LBL Tracking the Sun | DNV Proprietary Data
NE | Medium | Storage | Commercial | 150 | 600 | 1460 | 16.67% | 90% | 90% | 90% | 100% | 100% | 97.5% | 10 | 15 | Lincoln, NE | 2021 | NREL ATB: Commercial Battery Storage | LBL Tracking the Sun | DNV Proprietary Data
NE | Medium | Storage | Commercial | 150 | 600 | 1460 | 16.67% | 90% | 90% | 90% | 100% | 100% | 97.5% | 10 | 15 | Lincoln, NE | 2022 | NREL ATB: Commercial Battery Storage | LBL Tracking the Sun | DNV Proprietary Data
NE | Small 1 | Storage | Commercial | 19.9 | 79.6 | 1460 | 16.67% | 85% | 85% | 85% | 100% | 100% | 95% | 10 | 15 | Lincoln, NE | 2012 | NREL ATB: Commercial Battery Storage | LBL Tracking the Sun | DNV Proprietary Data
NE | Small 1 | Storage | Commercial | 22 | 88 | 1460 | 16.67% | 86% | 86% | 86% | 100% | 100% | 95% | 10 | 15 | Lincoln, NE | 2013 | NREL ATB: Commercial Battery Storage | LBL Tracking the Sun | DNV Proprietary Data
NE | Small 1 | Storage | Commercial | 20.4 | 81.6 | 1460 | 16.67% | 86% | 86% | 86% | 100% | 100% | 96% | 10 | 15 | Lincoln, NE | 2014 | NREL ATB: Commercial Battery Storage | LBL Tracking the Sun | DNV Proprietary Data
NE | Small 1 | Storage | Commercial | 19.3 | 77.2 | 1460 | 16.67% | 87% | 87% | 87% | 100% | 100% | 96% | 10 | 15 | Lincoln, NE | 2015 | NREL ATB: Commercial Battery Storage | LBL Tracking the Sun | DNV Proprietary Data
NE | Small 1 | Storage | Commercial | 19.5 | 78 | 1460 | 16.67% | 87% | 87% | 87% | 100% | 100% | 96% | 10 | 15 | Lincoln, NE | 2016 | NREL ATB: Commercial Battery Storage | LBL Tracking the Sun | DNV Proprietary Data
NE | Small 1 | Storage | Commercial | 22.8 | 91.2 | 1460 | 16.67% | 87% | 87% | 87% | 100% | 100% | 96.5% | 10 | 15 | Lincoln, NE | 2017 | NREL ATB: Commercial Battery Storage | LBL Tracking the Sun | DNV Proprietary Data
NE | Small 1 | Storage | Commercial | 23.1 | 92.4 | 1460 | 16.67% | 88% | 88% | 88% | 100% | 100% | 96.5% | 10 | 15 | Lincoln, NE | 2018 | NREL ATB: Commercial Battery Storage | LBL Tracking the Sun | DNV Proprietary Data
NE | Small 1 | Storage | Commercial | 22.5 | 90 | 1460 | 16.67% | 88% | 88% | 88% | 100% | 100% | 97% | 10 | 15 | Lincoln, NE | 2019 | NREL ATB: Commercial Battery Storage | LBL Tracking the Sun | DNV Proprietary Data
NE | Small 1 | Storage | Commercial | 21.4 | 85.6 | 1460 | 16.67% | 89% | 89% | 89% | 100% | 100% | 97% | 10 | 15 | Lincoln, NE | 2020 | NREL ATB: Commercial Battery Storage | LBL Tracking the Sun | DNV Proprietary Data
NE | Small 1 | Storage | Commercial | 19.2 | 76.8 | 1460 | 16.67% | 90% | 90% | 90% | 100% | 100% | 97.5% | 10 | 15 | Lincoln, NE | 2021 | NREL ATB: Commercial Battery Storage | LBL Tracking the Sun | DNV Proprietary Data
NE | Small 1 | Storage | Commercial | 20 | 80 | 1460 | 16.67% | 90% | 90% | 90% | 100% | 100% | 97.5% | 10 | 15 | Lincoln, NE | 2022 | NREL ATB: Commercial Battery Storage | LBL Tracking the Sun | DNV Proprietary Data
NE | Small 2 | Storage | Commercial | 60 | 240 | 1460 | 16.67% | 85% | 85% | 85% | 100% | 100% | 95% | 10 | 15 | Lincoln, NE | 2012 | NREL ATB: Commercial Battery Storage | LBL Tracking the Sun | DNV Proprietary Data
NE | Small 2 | Storage | Commercial | 60 | 240 | 1460 | 16.67% | 86% | 86% | 86% | 100% | 100% | 95% | 10 | 15 | Lincoln, NE | 2013 | NREL ATB: Commercial Battery Storage | LBL Tracking the Sun | DNV Proprietary Data
NE | Small 2 | Storage | Commercial | 60 | 240 | 1460 | 16.67% | 86% | 86% | 86% | 100% | 100% | 96% | 10 | 15 | Lincoln, NE | 2014 | NREL ATB: Commercial Battery Storage | LBL Tracking the Sun | DNV Proprietary Data
NE | Small 2 | Storage | Commercial | 60 | 240 | 1460 | 16.67% | 87% | 87% | 87% | 100% | 100% | 96% | 10 | 15 | Lincoln, NE | 2015 | NREL ATB: Commercial Battery Storage | LBL Tracking the Sun | DNV Proprietary Data
NE | Small 2 | Storage | Commercial | 60 | 240 | 1460 | 16.67% | 87% | 87% | 87% | 100% | 100% | 96% | 10 | 15 | Lincoln, NE | 2016 | NREL ATB: Commercial Battery Storage | LBL Tracking the Sun | DNV Proprietary Data
NE | Small 2 | Storage | Commercial | 60 | 240 | 1460 | 16.67% | 87% | 87% | 87% | 100% | 100% | 96.5% | 10 | 15 | Lincoln, NE | 2017 | NREL ATB: Commercial Battery Storage | LBL Tracking the Sun | DNV Proprietary Data
NE | Small 2 | Storage | Commercial | 60 | 240 | 1460 | 16.67% | 88% | 88% | 88% | 100% | 100% | 96.5% | 10 | 15 | Lincoln, NE | 2018 | NREL ATB: Commercial Battery Storage | LBL Tracking the Sun | DNV Proprietary Data
NE | Small 2 | Storage | Commercial | 60 | 240 | 1460 | 16.67% | 88% | 88% | 88% | 100% | 100% | 97% | 10 | 15 | Lincoln, NE | 2019 | NREL ATB: Commercial Battery Storage | LBL Tracking the Sun | DNV Proprietary Data
NE | Small 2 | Storage | Commercial | 60 | 240 | 1460 | 16.67% | 89% | 89% | 89% | 100% | 100% | 97% | 10 | 15 | Lincoln, NE | 2020 | NREL ATB: Commercial Battery Storage | LBL Tracking the Sun | DNV Proprietary Data
NE | Small 2 | Storage | Commercial | 60 | 240 | 1460 | 16.67% | 90% | 90% | 90% | 100% | 100% | 97.5% | 10 | 15 | Lincoln, NE | 2021 | NREL ATB: Commercial Battery Storage | LBL Tracking the Sun | DNV Proprietary Data
NE | Small 2 | Storage | Commercial | 60 | 240 | 1460 | 16.67% | 90% | 90% | 90% | 100% | 100% | 97.5% | 10 | 15 | Lincoln, NE | 2022 | NREL ATB: Commercial Battery Storage | LBL Tracking the Sun | DNV Proprietary Data
NH | Large 1 | Storage | Commercial | 300 | 1200 | 1460 | 16.67% | 85% | 85% | 85% | 100% | 100% | 95% | 10 | 15 | Manchester, NH | 2012 | NREL ATB: Commercial Battery Storage | LBL Tracking the Sun | DNV Proprietary Data
NH | Large 1 | Storage | Commercial | 300 | 1200 | 1460 | 16.67% | 86% | 86% | 86% | 100% | 100% | 95% | 10 | 15 | Manchester, NH | 2013 | NREL ATB: Commercial Battery Storage | LBL Tracking the Sun | DNV Proprietary Data
NH | Large 1 | Storage | Commercial | 300 | 1200 | 1460 | 16.67% | 86% | 86% | 86% | 100% | 100% | 96% | 10 | 15 | Manchester, NH | 2014 | NREL ATB: Commercial Battery Storage | LBL Tracking the Sun | DNV Proprietary Data
NH | Large 1 | Storage | Commercial | 300 | 1200 | 1460 | 16.67% | 87% | 87% | 87% | 100% | 100% | 96% | 10 | 15 | Manchester, NH | 2015 | NREL ATB: Commercial Battery Storage | LBL Tracking the Sun | DNV Proprietary Data
NH | Large 1 | Storage | Commercial | 300 | 1200 | 1460 | 16.67% | 87% | 87% | 87% | 100% | 100% | 96% | 10 | 15 | Manchester, NH | 2016 | NREL ATB: Commercial Battery Storage | LBL Tracking the Sun | DNV Proprietary Data
NH | Large 1 | Storage | Commercial | 300 | 1200 | 1460 | 16.67% | 87% | 87% | 87% | 100% | 100% | 96.5% | 10 | 15 | Manchester, NH | 2017 | NREL ATB: Commercial Battery Storage | LBL Tracking the Sun | DNV Proprietary Data
NH | Large 1 | Storage | Commercial | 300 | 1200 | 1460 | 16.67% | 88% | 88% | 88% | 100% | 100% | 96.5% | 10 | 15 | Manchester, NH | 2018 | NREL ATB: Commercial Battery Storage | LBL Tracking the Sun | DNV Proprietary Data
NH | Large 1 | Storage | Commercial | 300 | 1200 | 1460 | 16.67% | 88% | 88% | 88% | 100% | 100% | 97% | 10 | 15 | Manchester, NH | 2019 | NREL ATB: Commercial Battery Storage | LBL Tracking the Sun | DNV Proprietary Data
NH | Large 1 | Storage | Commercial | 300 | 1200 | 1460 | 16.67% | 89% | 89% | 89% | 100% | 100% | 97% | 10 | 15 | Manchester, NH | 2020 | NREL ATB: Commercial Battery Storage | LBL Tracking the Sun | DNV Proprietary Data
NH | Large 1 | Storage | Commercial | 300 | 1200 | 1460 | 16.67% | 90% | 90% | 90% | 100% | 100% | 97.5% | 10 | 15 | Manchester, NH | 2021 | NREL ATB: Commercial Battery Storage | LBL Tracking the Sun | DNV Proprietary Data
NH | Large 1 | Storage | Commercial | 300 | 1200 | 1460 | 16.67% | 90% | 90% | 90% | 100% | 100% | 97.5% | 10 | 15 | Manchester, NH | 2022 | NREL ATB: Commercial Battery Storage | LBL Tracking the Sun | DNV Proprietary Data
NH | Medium | Storage | Commercial | 150 | 600 | 1460 | 16.67% | 85% | 85% | 85% | 100% | 100% | 95% | 10 | 15 | Manchester, NH | 2012 | NREL ATB: Commercial Battery Storage | LBL Tracking the Sun | DNV Proprietary Data
NH | Medium | Storage | Commercial | 150 | 600 | 1460 | 16.67% | 86% | 86% | 86% | 100% | 100% | 95% | 10 | 15 | Manchester, NH | 2013 | NREL ATB: Commercial Battery Storage | LBL Tracking the Sun | DNV Proprietary Data
NH | Medium | Storage | Commercial | 150 | 600 | 1460 | 16.67% | 86% | 86% | 86% | 100% | 100% | 96% | 10 | 15 | Manchester, NH | 2014 | NREL ATB: Commercial Battery Storage | LBL Tracking the Sun | DNV Proprietary Data
NH | Medium | Storage | Commercial | 150 | 600 | 1460 | 16.67% | 87% | 87% | 87% | 100% | 100% | 96% | 10 | 15 | Manchester, NH | 2015 | NREL ATB: Commercial Battery Storage | LBL Tracking the Sun | DNV Proprietary Data
NH | Medium | Storage | Commercial | 150 | 600 | 1460 | 16.67% | 87% | 87% | 87% | 100% | 100% | 96% | 10 | 15 | Manchester, NH | 2016 | NREL ATB: Commercial Battery Storage | LBL Tracking the Sun | DNV Proprietary Data
NH | Medium | Storage | Commercial | 150 | 600 | 1460 | 16.67% | 87% | 87% | 87% | 100% | 100% | 96.5% | 10 | 15 | Manchester, NH | 2017 | NREL ATB: Commercial Battery Storage | LBL Tracking the Sun | DNV Proprietary Data
NH | Medium | Storage | Commercial | 150 | 600 | 1460 | 16.67% | 88% | 88% | 88% | 100% | 100% | 96.5% | 10 | 15 | Manchester, NH | 2018 | NREL ATB: Commercial Battery Storage | LBL Tracking the Sun | DNV Proprietary Data
NH | Medium | Storage | Commercial | 150 | 600 | 1460 | 16.67% | 88% | 88% | 88% | 100% | 100% | 97% | 10 | 15 | Manchester, NH | 2019 | NREL ATB: Commercial Battery Storage | LBL Tracking the Sun | DNV Proprietary Data
NH | Medium | Storage | Commercial | 150 | 600 | 1460 | 16.67% | 89% | 89% | 89% | 100% | 100% | 97% | 10 | 15 | Manchester, NH | 2020 | NREL ATB: Commercial Battery Storage | LBL Tracking the Sun | DNV Proprietary Data
NH | Medium | Storage | Commercial | 150 | 600 | 1460 | 16.67% | 90% | 90% | 90% | 100% | 100% | 97.5% | 10 | 15 | Manchester, NH | 2021 | NREL ATB: Commercial Battery Storage | LBL Tracking the Sun | DNV Proprietary Data
NH | Medium | Storage | Commercial | 150 | 600 | 1460 | 16.67% | 90% | 90% | 90% | 100% | 100% | 97.5% | 10 | 15 | Manchester, NH | 2022 | NREL ATB: Commercial Battery Storage | LBL Tracking the Sun | DNV Proprietary Data
NH | Small 1 | Storage | Commercial | 19.9 | 79.6 | 1460 | 16.67% | 85% | 85% | 85% | 100% | 100% | 95% | 10 | 15 | Manchester, NH | 2012 | NREL ATB: Commercial Battery Storage | LBL Tracking the Sun | DNV Proprietary Data
NH | Small 1 | Storage | Commercial | 22 | 88 | 1460 | 16.67% | 86% | 86% | 86% | 100% | 100% | 95% | 10 | 15 | Manchester, NH | 2013 | NREL ATB: Commercial Battery Storage | LBL Tracking the Sun | DNV Proprietary Data
NH | Small 1 | Storage | Commercial | 20.4 | 81.6 | 1460 | 16.67% | 86% | 86% | 86% | 100% | 100% | 96% | 10 | 15 | Manchester, NH | 2014 | NREL ATB: Commercial Battery Storage | LBL Tracking the Sun | DNV Proprietary Data
NH | Small 1 | Storage | Commercial | 19.3 | 77.2 | 1460 | 16.67% | 87% | 87% | 87% | 100% | 100% | 96% | 10 | 15 | Manchester, NH | 2015 | NREL ATB: Commercial Battery Storage | LBL Tracking the Sun | DNV Proprietary Data
NH | Small 1 | Storage | Commercial | 19.5 | 78 | 1460 | 16.67% | 87% | 87% | 87% | 100% | 100% | 96% | 10 | 15 | Manchester, NH | 2016 | NREL ATB: Commercial Battery Storage | LBL Tracking the Sun | DNV Proprietary Data
NH | Small 1 | Storage | Commercial | 22.8 | 91.2 | 1460 | 16.67% | 87% | 87% | 87% | 100% | 100% | 96.5% | 10 | 15 | Manchester, NH | 2017 | NREL ATB: Commercial Battery Storage | LBL Tracking the Sun | DNV Proprietary Data
NH | Small 1 | Storage | Commercial | 23.1 | 92.4 | 1460 | 16.67% | 88% | 88% | 88% | 100% | 100% | 96.5% | 10 | 15 | Manchester, NH | 2018 | NREL ATB: Commercial Battery Storage | LBL Tracking the Sun | DNV Proprietary Data
NH | Small 1 | Storage | Commercial | 22.5 | 90 | 1460 | 16.67% | 88% | 88% | 88% | 100% | 100% | 97% | 10 | 15 | Manchester, NH | 2019 | NREL ATB: Commercial Battery Storage | LBL Tracking the Sun | DNV Proprietary Data
NH | Small 1 | Storage | Commercial | 21.4 | 85.6 | 1460 | 16.67% | 89% | 89% | 89% | 100% | 100% | 97% | 10 | 15 | Manchester, NH | 2020 | NREL ATB: Commercial Battery Storage | LBL Tracking the Sun | DNV Proprietary Data
NH | Small 1 | Storage | Commercial | 19.2 | 76.8 | 1460 | 16.67% | 90% | 90% | 90% | 100% | 100% | 97.5% | 10 | 15 | Manchester, NH | 2021 | NREL ATB: Commercial Battery Storage | LBL Tracking the Sun | DNV Proprietary Data
NH | Small 1 | Storage | Commercial | 20 | 80 | 1460 | 16.67% | 90% | 90% | 90% | 100% | 100% | 97.5% | 10 | 15 | Manchester, NH | 2022 | NREL ATB: Commercial Battery Storage | LBL Tracking the Sun | DNV Proprietary Data
NH | Small 2 | Storage | Commercial | 60 | 240 | 1460 | 16.67% | 85% | 85% | 85% | 100% | 100% | 95% | 10 | 15 | Manchester, NH | 2012 | NREL ATB: Commercial Battery Storage | LBL Tracking the Sun | DNV Proprietary Data
NH | Small 2 | Storage | Commercial | 60 | 240 | 1460 | 16.67% | 86% | 86% | 86% | 100% | 100% | 95% | 10 | 15 | Manchester, NH | 2013 | NREL ATB: Commercial Battery Storage | LBL Tracking the Sun | DNV Proprietary Data
NH | Small 2 | Storage | Commercial | 60 | 240 | 1460 | 16.67% | 86% | 86% | 86% | 100% | 100% | 96% | 10 | 15 | Manchester, NH | 2014 | NREL ATB: Commercial Battery Storage | LBL Tracking the Sun | DNV Proprietary Data
NH | Small 2 | Storage | Commercial | 60 | 240 | 1460 | 16.67% | 87% | 87% | 87% | 100% | 100% | 96% | 10 | 15 | Manchester, NH | 2015 | NREL ATB: Commercial Battery Storage | LBL Tracking the Sun | DNV Proprietary Data
NH | Small 2 | Storage | Commercial | 60 | 240 | 1460 | 16.67% | 87% | 87% | 87% | 100% | 100% | 96% | 10 | 15 | Manchester, NH | 2016 | NREL ATB: Commercial Battery Storage | LBL Tracking the Sun | DNV Proprietary Data
NH | Small 2 | Storage | Commercial | 60 | 240 | 1460 | 16.67% | 87% | 87% | 87% | 100% | 100% | 96.5% | 10 | 15 | Manchester, NH | 2017 | NREL ATB: Commercial Battery Storage | LBL Tracking the Sun | DNV Proprietary Data
NH | Small 2 | Storage | Commercial | 60 | 240 | 1460 | 16.67% | 88% | 88% | 88% | 100% | 100% | 96.5% | 10 | 15 | Manchester, NH | 2018 | NREL ATB: Commercial Battery Storage | LBL Tracking the Sun | DNV Proprietary Data
NH | Small 2 | Storage | Commercial | 60 | 240 | 1460 | 16.67% | 88% | 88% | 88% | 100% | 100% | 97% | 10 | 15 | Manchester, NH | 2019 | NREL ATB: Commercial Battery Storage | LBL Tracking the Sun | DNV Proprietary Data
NH | Small 2 | Storage | Commercial | 60 | 240 | 1460 | 16.67% | 89% | 89% | 89% | 100% | 100% | 97% | 10 | 15 | Manchester, NH | 2020 | NREL ATB: Commercial Battery Storage | LBL Tracking the Sun | DNV Proprietary Data
NH | Small 2 | Storage | Commercial | 60 | 240 | 1460 | 16.67% | 90% | 90% | 90% | 100% | 100% | 97.5% | 10 | 15 | Manchester, NH | 2021 | NREL ATB: Commercial Battery Storage | LBL Tracking the Sun | DNV Proprietary Data
NH | Small 2 | Storage | Commercial | 60 | 240 | 1460 | 16.67% | 90% | 90% | 90% | 100% | 100% | 97.5% | 10 | 15 | Manchester, NH | 2022 | NREL ATB: Commercial Battery Storage | LBL Tracking the Sun | DNV Proprietary Data
NJ | Large 1 | Storage | Commercial | 300 | 1200 | 1460 | 16.67% | 85% | 85% | 85% | 100% | 100% | 95% | 10 | 15 | Trenton, NJ | 2012 | NREL ATB: Commercial Battery Storage | LBL Tracking the Sun | DNV Proprietary Data
NJ | Large 1 | Storage | Commercial | 300 | 1200 | 1460 | 16.67% | 86% | 86% | 86% | 100% | 100% | 95% | 10 | 15 | Trenton, NJ | 2013 | NREL ATB: Commercial Battery Storage | LBL Tracking the Sun | DNV Proprietary Data
NJ | Large 1 | Storage | Commercial | 300 | 1200 | 1460 | 16.67% | 86% | 86% | 86% | 100% | 100% | 96% | 10 | 15 | Trenton, NJ | 2014 | NREL ATB: Commercial Battery Storage | LBL Tracking the Sun | DNV Proprietary Data
NJ | Large 1 | Storage | Commercial | 300 | 1200 | 1460 | 16.67% | 87% | 87% | 87% | 100% | 100% | 96% | 10 | 15 | Trenton, NJ | 2015 | NREL ATB: Commercial Battery Storage | LBL Tracking the Sun | DNV Proprietary Data
NJ | Large 1 | Storage | Commercial | 300 | 1200 | 1460 | 16.67% | 87% | 87% | 87% | 100% | 100% | 96% | 10 | 15 | Trenton, NJ | 2016 | NREL ATB: Commercial Battery Storage | LBL Tracking the Sun | DNV Proprietary Data
NJ | Large 1 | Storage | Commercial | 300 | 1200 | 1460 | 16.67% | 87% | 87% | 87% | 100% | 100% | 96.5% | 10 | 15 | Trenton, NJ | 2017 | NREL ATB: Commercial Battery Storage | LBL Tracking the Sun | DNV Proprietary Data
NJ | Large 1 | Storage | Commercial | 300 | 1200 | 1460 | 16.67% | 88% | 88% | 88% | 100% | 100% | 96.5% | 10 | 15 | Trenton, NJ | 2018 | NREL ATB: Commercial Battery Storage | LBL Tracking the Sun | DNV Proprietary Data
NJ | Large 1 | Storage | Commercial | 300 | 1200 | 1460 | 16.67% | 88% | 88% | 88% | 100% | 100% | 97% | 10 | 15 | Trenton, NJ | 2019 | NREL ATB: Commercial Battery Storage | LBL Tracking the Sun | DNV Proprietary Data
NJ | Large 1 | Storage | Commercial | 300 | 1200 | 1460 | 16.67% | 89% | 89% | 89% | 100% | 100% | 97% | 10 | 15 | Trenton, NJ | 2020 | NREL ATB: Commercial Battery Storage | LBL Tracking the Sun | DNV Proprietary Data
NJ | Large 1 | Storage | Commercial | 300 | 1200 | 1460 | 16.67% | 90% | 90% | 90% | 100% | 100% | 97.5% | 10 | 15 | Trenton, NJ | 2021 | NREL ATB: Commercial Battery Storage | LBL Tracking the Sun | DNV Proprietary Data
NJ | Large 1 | Storage | Commercial | 300 | 1200 | 1460 | 16.67% | 90% | 90% | 90% | 100% | 100% | 97.5% | 10 | 15 | Trenton, NJ | 2022 | NREL ATB: Commercial Battery Storage | LBL Tracking the Sun | DNV Proprietary Data
NJ | Medium | Storage | Commercial | 150 | 600 | 1460 | 16.67% | 85% | 85% | 85% | 100% | 100% | 95% | 10 | 15 | Trenton, NJ | 2012 | NREL ATB: Commercial Battery Storage | LBL Tracking the Sun | DNV Proprietary Data
NJ | Medium | Storage | Commercial | 150 | 600 | 1460 | 16.67% | 86% | 86% | 86% | 100% | 100% | 95% | 10 | 15 | Trenton, NJ | 2013 | NREL ATB: Commercial Battery Storage | LBL Tracking the Sun | DNV Proprietary Data
NJ | Medium | Storage | Commercial | 150 | 600 | 1460 | 16.67% | 86% | 86% | 86% | 100% | 100% | 96% | 10 | 15 | Trenton, NJ | 2014 | NREL ATB: Commercial Battery Storage | LBL Tracking the Sun | DNV Proprietary Data
NJ | Medium | Storage | Commercial | 150 | 600 | 1460 | 16.67% | 87% | 87% | 87% | 100% | 100% | 96% | 10 | 15 | Trenton, NJ | 2015 | NREL ATB: Commercial Battery Storage | LBL Tracking the Sun | DNV Proprietary Data
NJ | Medium | Storage | Commercial | 150 | 600 | 1460 | 16.67% | 87% | 87% | 87% | 100% | 100% | 96% | 10 | 15 | Trenton, NJ | 2016 | NREL ATB: Commercial Battery Storage | LBL Tracking the Sun | DNV Proprietary Data
NJ | Medium | Storage | Commercial | 150 | 600 | 1460 | 16.67% | 87% | 87% | 87% | 100% | 100% | 96.5% | 10 | 15 | Trenton, NJ | 2017 | NREL ATB: Commercial Battery Storage | LBL Tracking the Sun | DNV Proprietary Data
NJ | Medium | Storage | Commercial | 150 | 600 | 1460 | 16.67% | 88% | 88% | 88% | 100% | 100% | 96.5% | 10 | 15 | Trenton, NJ | 2018 | NREL ATB: Commercial Battery Storage | LBL Tracking the Sun | DNV Proprietary Data
NJ | Medium | Storage | Commercial | 150 | 600 | 1460 | 16.67% | 88% | 88% | 88% | 100% | 100% | 97% | 10 | 15 | Trenton, NJ | 2019 | NREL ATB: Commercial Battery Storage | LBL Tracking the Sun | DNV Proprietary Data
NJ | Medium | Storage | Commercial | 150 | 600 | 1460 | 16.67% | 89% | 89% | 89% | 100% | 100% | 97% | 10 | 15 | Trenton, NJ | 2020 | NREL ATB: Commercial Battery Storage | LBL Tracking the Sun | DNV Proprietary Data
NJ | Medium | Storage | Commercial | 150 | 600 | 1460 | 16.67% | 90% | 90% | 90% | 100% | 100% | 97.5% | 10 | 15 | Trenton, NJ | 2021 | NREL ATB: Commercial Battery Storage | LBL Tracking the Sun | DNV Proprietary Data
NJ | Medium | Storage | Commercial | 150 | 600 | 1460 | 16.67% | 90% | 90% | 90% | 100% | 100% | 97.5% | 10 | 15 | Trenton, NJ | 2022 | NREL ATB: Commercial Battery Storage | LBL Tracking the Sun | DNV Proprietary Data
NJ | Small 1 | Storage | Commercial | 19.9 | 79.6 | 1460 | 16.67% | 85% | 85% | 85% | 100% | 100% | 95% | 10 | 15 | Trenton, NJ | 2012 | NREL ATB: Commercial Battery Storage | LBL Tracking the Sun | DNV Proprietary Data
NJ | Small 1 | Storage | Commercial | 22 | 88 | 1460 | 16.67% | 86% | 86% | 86% | 100% | 100% | 95% | 10 | 15 | Trenton, NJ | 2013 | NREL ATB: Commercial Battery Storage | LBL Tracking the Sun | DNV Proprietary Data
NJ | Small 1 | Storage | Commercial | 20.4 | 81.6 | 1460 | 16.67% | 86% | 86% | 86% | 100% | 100% | 96% | 10 | 15 | Trenton, NJ | 2014 | NREL ATB: Commercial Battery Storage | LBL Tracking the Sun | DNV Proprietary Data
NJ | Small 1 | Storage | Commercial | 19.3 | 77.2 | 1460 | 16.67% | 87% | 87% | 87% | 100% | 100% | 96% | 10 | 15 | Trenton, NJ | 2015 | NREL ATB: Commercial Battery Storage | LBL Tracking the Sun | DNV Proprietary Data
NJ | Small 1 | Storage | Commercial | 19.5 | 78 | 1460 | 16.67% | 87% | 87% | 87% | 100% | 100% | 96% | 10 | 15 | Trenton, NJ | 2016 | NREL ATB: Commercial Battery Storage | LBL Tracking the Sun | DNV Proprietary Data
NJ | Small 1 | Storage | Commercial | 22.8 | 91.2 | 1460 | 16.67% | 87% | 87% | 87% | 100% | 100% | 96.5% | 10 | 15 | Trenton, NJ | 2017 | NREL ATB: Commercial Battery Storage | LBL Tracking the Sun | DNV Proprietary Data
NJ | Small 1 | Storage | Commercial | 23.1 | 92.4 | 1460 | 16.67% | 88% | 88% | 88% | 100% | 100% | 96.5% | 10 | 15 | Trenton, NJ | 2018 | NREL ATB: Commercial Battery Storage | LBL Tracking the Sun | DNV Proprietary Data
NJ | Small 1 | Storage | Commercial | 22.5 | 90 | 1460 | 16.67% | 88% | 88% | 88% | 100% | 100% | 97% | 10 | 15 | Trenton, NJ | 2019 | NREL ATB: Commercial Battery Storage | LBL Tracking the Sun | DNV Proprietary Data
NJ | Small 1 | Storage | Commercial | 21.4 | 85.6 | 1460 | 16.67% | 89% | 89% | 89% | 100% | 100% | 97% | 10 | 15 | Trenton, NJ | 2020 | NREL ATB: Commercial Battery Storage | LBL Tracking the Sun | DNV Proprietary Data
NJ | Small 1 | Storage | Commercial | 19.2 | 76.8 | 1460 | 16.67% | 90% | 90% | 90% | 100% | 100% | 97.5% | 10 | 15 | Trenton, NJ | 2021 | NREL ATB: Commercial Battery Storage | LBL Tracking the Sun | DNV Proprietary Data
NJ | Small 1 | Storage | Commercial | 20 | 80 | 1460 | 16.67% | 90% | 90% | 90% | 100% | 100% | 97.5% | 10 | 15 | Trenton, NJ | 2022 | NREL ATB: Commercial Battery Storage | LBL Tracking the Sun | DNV Proprietary Data
NJ | Small 2 | Storage | Commercial | 60 | 240 | 1460 | 16.67% | 85% | 85% | 85% | 100% | 100% | 95% | 10 | 15 | Trenton, NJ | 2012 | NREL ATB: Commercial Battery Storage | LBL Tracking the Sun | DNV Proprietary Data
NJ | Small 2 | Storage | Commercial | 60 | 240 | 1460 | 16.67% | 86% | 86% | 86% | 100% | 100% | 95% | 10 | 15 | Trenton, NJ | 2013 | NREL ATB: Commercial Battery Storage | LBL Tracking the Sun | DNV Proprietary Data
NJ | Small 2 | Storage | Commercial | 60 | 240 | 1460 | 16.67% | 86% | 86% | 86% | 100% | 100% | 96% | 10 | 15 | Trenton, NJ | 2014 | NREL ATB: Commercial Battery Storage | LBL Tracking the Sun | DNV Proprietary Data
NJ | Small 2 | Storage | Commercial | 60 | 240 | 1460 | 16.67% | 87% | 87% | 87% | 100% | 100% | 96% | 10 | 15 | Trenton, NJ | 2015 | NREL ATB: Commercial Battery Storage | LBL Tracking the Sun | DNV Proprietary Data
NJ | Small 2 | Storage | Commercial | 60 | 240 | 1460 | 16.67% | 87% | 87% | 87% | 100% | 100% | 96% | 10 | 15 | Trenton, NJ | 2016 | NREL ATB: Commercial Battery Storage | LBL Tracking the Sun | DNV Proprietary Data
NJ | Small 2 | Storage | Commercial | 60 | 240 | 1460 | 16.67% | 87% | 87% | 87% | 100% | 100% | 96.5% | 10 | 15 | Trenton, NJ | 2017 | NREL ATB: Commercial Battery Storage | LBL Tracking the Sun | DNV Proprietary Data
NJ | Small 2 | Storage | Commercial | 60 | 240 | 1460 | 16.67% | 88% | 88% | 88% | 100% | 100% | 96.5% | 10 | 15 | Trenton, NJ | 2018 | NREL ATB: Commercial Battery Storage | LBL Tracking the Sun | DNV Proprietary Data
NJ | Small 2 | Storage | Commercial | 60 | 240 | 1460 | 16.67% | 88% | 88% | 88% | 100% | 100% | 97% | 10 | 15 | Trenton, NJ | 2019 | NREL ATB: Commercial Battery Storage | LBL Tracking the Sun | DNV Proprietary Data
NJ | Small 2 | Storage | Commercial | 60 | 240 | 1460 | 16.67% | 89% | 89% | 89% | 100% | 100% | 97% | 10 | 15 | Trenton, NJ | 2020 | NREL ATB: Commercial Battery Storage | LBL Tracking the Sun | DNV Proprietary Data
NJ | Small 2 | Storage | Commercial | 60 | 240 | 1460 | 16.67% | 90% | 90% | 90% | 100% | 100% | 97.5% | 10 | 15 | Trenton, NJ | 2021 | NREL ATB: Commercial Battery Storage | LBL Tracking the Sun | DNV Proprietary Data
NJ | Small 2 | Storage | Commercial | 60 | 240 | 1460 | 16.67% | 90% | 90% | 90% | 100% | 100% | 97.5% | 10 | 15 | Trenton, NJ | 2022 | NREL ATB: Commercial Battery Storage | LBL Tracking the Sun | DNV Proprietary Data
NM | Large 1 | Storage | Commercial | 300 | 1200 | 1460 | 16.67% | 85% | 85% | 85% | 100% | 100% | 95% | 10 | 15 | Albequerque, NM | 2012 | NREL ATB: Commercial Battery Storage | LBL Tracking the Sun | DNV Proprietary Data
NM | Large 1 | Storage | Commercial | 300 | 1200 | 1460 | 16.67% | 86% | 86% | 86% | 100% | 100% | 95% | 10 | 15 | Albequerque, NM | 2013 | NREL ATB: Commercial Battery Storage | LBL Tracking the Sun | DNV Proprietary Data
NM | Large 1 | Storage | Commercial | 300 | 1200 | 1460 | 16.67% | 86% | 86% | 86% | 100% | 100% | 96% | 10 | 15 | Albequerque, NM | 2014 | NREL ATB: Commercial Battery Storage | LBL Tracking the Sun | DNV Proprietary Data
NM | Large 1 | Storage | Commercial | 300 | 1200 | 1460 | 16.67% | 87% | 87% | 87% | 100% | 100% | 96% | 10 | 15 | Albequerque, NM | 2015 | NREL ATB: Commercial Battery Storage | LBL Tracking the Sun | DNV Proprietary Data
NM | Large 1 | Storage | Commercial | 300 | 1200 | 1460 | 16.67% | 87% | 87% | 87% | 100% | 100% | 96% | 10 | 15 | Albequerque, NM | 2016 | NREL ATB: Commercial Battery Storage | LBL Tracking the Sun | DNV Proprietary Data
NM | Large 1 | Storage | Commercial | 300 | 1200 | 1460 | 16.67% | 87% | 87% | 87% | 100% | 100% | 96.5% | 10 | 15 | Albequerque, NM | 2017 | NREL ATB: Commercial Battery Storage | LBL Tracking the Sun | DNV Proprietary Data
NM | Large 1 | Storage | Commercial | 300 | 1200 | 1460 | 16.67% | 88% | 88% | 88% | 100% | 100% | 96.5% | 10 | 15 | Albequerque, NM | 2018 | NREL ATB: Commercial Battery Storage | LBL Tracking the Sun | DNV Proprietary Data
NM | Large 1 | Storage | Commercial | 300 | 1200 | 1460 | 16.67% | 88% | 88% | 88% | 100% | 100% | 97% | 10 | 15 | Albequerque, NM | 2019 | NREL ATB: Commercial Battery Storage | LBL Tracking the Sun | DNV Proprietary Data
NM | Large 1 | Storage | Commercial | 300 | 1200 | 1460 | 16.67% | 89% | 89% | 89% | 100% | 100% | 97% | 10 | 15 | Albequerque, NM | 2020 | NREL ATB: Commercial Battery Storage | LBL Tracking the Sun | DNV Proprietary Data
NM | Large 1 | Storage | Commercial | 300 | 1200 | 1460 | 16.67% | 90% | 90% | 90% | 100% | 100% | 97.5% | 10 | 15 | Albequerque, NM | 2021 | NREL ATB: Commercial Battery Storage | LBL Tracking the Sun | DNV Proprietary Data
NM | Large 1 | Storage | Commercial | 300 | 1200 | 1460 | 16.67% | 90% | 90% | 90% | 100% | 100% | 97.5% | 10 | 15 | Albequerque, NM | 2022 | NREL ATB: Commercial Battery Storage | LBL Tracking the Sun | DNV Proprietary Data
NM | Medium | Storage | Commercial | 150 | 600 | 1460 | 16.67% | 85% | 85% | 85% | 100% | 100% | 95% | 10 | 15 | Albequerque, NM | 2012 | NREL ATB: Commercial Battery Storage | LBL Tracking the Sun | DNV Proprietary Data
NM | Medium | Storage | Commercial | 150 | 600 | 1460 | 16.67% | 86% | 86% | 86% | 100% | 100% | 95% | 10 | 15 | Albequerque, NM | 2013 | NREL ATB: Commercial Battery Storage | LBL Tracking the Sun | DNV Proprietary Data
NM | Medium | Storage | Commercial | 150 | 600 | 1460 | 16.67% | 86% | 86% | 86% | 100% | 100% | 96% | 10 | 15 | Albequerque, NM | 2014 | NREL ATB: Commercial Battery Storage | LBL Tracking the Sun | DNV Proprietary Data
NM | Medium | Storage | Commercial | 150 | 600 | 1460 | 16.67% | 87% | 87% | 87% | 100% | 100% | 96% | 10 | 15 | Albequerque, NM | 2015 | NREL ATB: Commercial Battery Storage | LBL Tracking the Sun | DNV Proprietary Data
NM | Medium | Storage | Commercial | 150 | 600 | 1460 | 16.67% | 87% | 87% | 87% | 100% | 100% | 96% | 10 | 15 | Albequerque, NM | 2016 | NREL ATB: Commercial Battery Storage | LBL Tracking the Sun | DNV Proprietary Data
NM | Medium | Storage | Commercial | 150 | 600 | 1460 | 16.67% | 87% | 87% | 87% | 100% | 100% | 96.5% | 10 | 15 | Albequerque, NM | 2017 | NREL ATB: Commercial Battery Storage | LBL Tracking the Sun | DNV Proprietary Data
NM | Medium | Storage | Commercial | 150 | 600 | 1460 | 16.67% | 88% | 88% | 88% | 100% | 100% | 96.5% | 10 | 15 | Albequerque, NM | 2018 | NREL ATB: Commercial Battery Storage | LBL Tracking the Sun | DNV Proprietary Data
NM | Medium | Storage | Commercial | 150 | 600 | 1460 | 16.67% | 88% | 88% | 88% | 100% | 100% | 97% | 10 | 15 | Albequerque, NM | 2019 | NREL ATB: Commercial Battery Storage | LBL Tracking the Sun | DNV Proprietary Data
NM | Medium | Storage | Commercial | 150 | 600 | 1460 | 16.67% | 89% | 89% | 89% | 100% | 100% | 97% | 10 | 15 | Albequerque, NM | 2020 | NREL ATB: Commercial Battery Storage | LBL Tracking the Sun | DNV Proprietary Data
NM | Medium | Storage | Commercial | 150 | 600 | 1460 | 16.67% | 90% | 90% | 90% | 100% | 100% | 97.5% | 10 | 15 | Albequerque, NM | 2021 | NREL ATB: Commercial Battery Storage | LBL Tracking the Sun | DNV Proprietary Data
NM | Medium | Storage | Commercial | 150 | 600 | 1460 | 16.67% | 90% | 90% | 90% | 100% | 100% | 97.5% | 10 | 15 | Albequerque, NM | 2022 | NREL ATB: Commercial Battery Storage | LBL Tracking the Sun | DNV Proprietary Data
NM | Small 1 | Storage | Commercial | 19.9 | 79.6 | 1460 | 16.67% | 85% | 85% | 85% | 100% | 100% | 95% | 10 | 15 | Albequerque, NM | 2012 | NREL ATB: Commercial Battery Storage | LBL Tracking the Sun | DNV Proprietary Data
NM | Small 1 | Storage | Commercial | 22 | 88 | 1460 | 16.67% | 86% | 86% | 86% | 100% | 100% | 95% | 10 | 15 | Albequerque, NM | 2013 | NREL ATB: Commercial Battery Storage | LBL Tracking the Sun | DNV Proprietary Data
NM | Small 1 | Storage | Commercial | 20.4 | 81.6 | 1460 | 16.67% | 86% | 86% | 86% | 100% | 100% | 96% | 10 | 15 | Albequerque, NM | 2014 | NREL ATB: Commercial Battery Storage | LBL Tracking the Sun | DNV Proprietary Data
NM | Small 1 | Storage | Commercial | 19.3 | 77.2 | 1460 | 16.67% | 87% | 87% | 87% | 100% | 100% | 96% | 10 | 15 | Albequerque, NM | 2015 | NREL ATB: Commercial Battery Storage | LBL Tracking the Sun | DNV Proprietary Data
NM | Small 1 | Storage | Commercial | 19.5 | 78 | 1460 | 16.67% | 87% | 87% | 87% | 100% | 100% | 96% | 10 | 15 | Albequerque, NM | 2016 | NREL ATB: Commercial Battery Storage | LBL Tracking the Sun | DNV Proprietary Data
NM | Small 1 | Storage | Commercial | 22.8 | 91.2 | 1460 | 16.67% | 87% | 87% | 87% | 100% | 100% | 96.5% | 10 | 15 | Albequerque, NM | 2017 | NREL ATB: Commercial Battery Storage | LBL Tracking the Sun | DNV Proprietary Data
NM | Small 1 | Storage | Commercial | 23.1 | 92.4 | 1460 | 16.67% | 88% | 88% | 88% | 100% | 100% | 96.5% | 10 | 15 | Albequerque, NM | 2018 | NREL ATB: Commercial Battery Storage | LBL Tracking the Sun | DNV Proprietary Data
NM | Small 1 | Storage | Commercial | 22.5 | 90 | 1460 | 16.67% | 88% | 88% | 88% | 100% | 100% | 97% | 10 | 15 | Albequerque, NM | 2019 | NREL ATB: Commercial Battery Storage | LBL Tracking the Sun | DNV Proprietary Data
NM | Small 1 | Storage | Commercial | 21.4 | 85.6 | 1460 | 16.67% | 89% | 89% | 89% | 100% | 100% | 97% | 10 | 15 | Albequerque, NM | 2020 | NREL ATB: Commercial Battery Storage | LBL Tracking the Sun | DNV Proprietary Data
NM | Small 1 | Storage | Commercial | 19.2 | 76.8 | 1460 | 16.67% | 90% | 90% | 90% | 100% | 100% | 97.5% | 10 | 15 | Albequerque, NM | 2021 | NREL ATB: Commercial Battery Storage | LBL Tracking the Sun | DNV Proprietary Data
NM | Small 1 | Storage | Commercial | 20 | 80 | 1460 | 16.67% | 90% | 90% | 90% | 100% | 100% | 97.5% | 10 | 15 | Albequerque, NM | 2022 | NREL ATB: Commercial Battery Storage | LBL Tracking the Sun | DNV Proprietary Data
NM | Small 2 | Storage | Commercial | 60 | 240 | 1460 | 16.67% | 85% | 85% | 85% | 100% | 100% | 95% | 10 | 15 | Albequerque, NM | 2012 | NREL ATB: Commercial Battery Storage | LBL Tracking the Sun | DNV Proprietary Data
NM | Small 2 | Storage | Commercial | 60 | 240 | 1460 | 16.67% | 86% | 86% | 86% | 100% | 100% | 95% | 10 | 15 | Albequerque, NM | 2013 | NREL ATB: Commercial Battery Storage | LBL Tracking the Sun | DNV Proprietary Data
NM | Small 2 | Storage | Commercial | 60 | 240 | 1460 | 16.67% | 86% | 86% | 86% | 100% | 100% | 96% | 10 | 15 | Albequerque, NM | 2014 | NREL ATB: Commercial Battery Storage | LBL Tracking the Sun | DNV Proprietary Data
NM | Small 2 | Storage | Commercial | 60 | 240 | 1460 | 16.67% | 87% | 87% | 87% | 100% | 100% | 96% | 10 | 15 | Albequerque, NM | 2015 | NREL ATB: Commercial Battery Storage | LBL Tracking the Sun | DNV Proprietary Data
NM | Small 2 | Storage | Commercial | 60 | 240 | 1460 | 16.67% | 87% | 87% | 87% | 100% | 100% | 96% | 10 | 15 | Albequerque, NM | 2016 | NREL ATB: Commercial Battery Storage | LBL Tracking the Sun | DNV Proprietary Data
NM | Small 2 | Storage | Commercial | 60 | 240 | 1460 | 16.67% | 87% | 87% | 87% | 100% | 100% | 96.5% | 10 | 15 | Albequerque, NM | 2017 | NREL ATB: Commercial Battery Storage | LBL Tracking the Sun | DNV Proprietary Data
NM | Small 2 | Storage | Commercial | 60 | 240 | 1460 | 16.67% | 88% | 88% | 88% | 100% | 100% | 96.5% | 10 | 15 | Albequerque, NM | 2018 | NREL ATB: Commercial Battery Storage | LBL Tracking the Sun | DNV Proprietary Data
NM | Small 2 | Storage | Commercial | 60 | 240 | 1460 | 16.67% | 88% | 88% | 88% | 100% | 100% | 97% | 10 | 15 | Albequerque, NM | 2019 | NREL ATB: Commercial Battery Storage | LBL Tracking the Sun | DNV Proprietary Data
NM | Small 2 | Storage | Commercial | 60 | 240 | 1460 | 16.67% | 89% | 89% | 89% | 100% | 100% | 97% | 10 | 15 | Albequerque, NM | 2020 | NREL ATB: Commercial Battery Storage | LBL Tracking the Sun | DNV Proprietary Data
NM | Small 2 | Storage | Commercial | 60 | 240 | 1460 | 16.67% | 90% | 90% | 90% | 100% | 100% | 97.5% | 10 | 15 | Albequerque, NM | 2021 | NREL ATB: Commercial Battery Storage | LBL Tracking the Sun | DNV Proprietary Data
NM | Small 2 | Storage | Commercial | 60 | 240 | 1460 | 16.67% | 90% | 90% | 90% | 100% | 100% | 97.5% | 10 | 15 | Albequerque, NM | 2022 | NREL ATB: Commercial Battery Storage | LBL Tracking the Sun | DNV Proprietary Data
NV | Large 1 | Storage | Commercial | 300 | 1200 | 1460 | 16.67% | 85% | 85% | 85% | 100% | 100% | 95% | 10 | 15 | Las Vegas, NV | 2012 | NREL ATB: Commercial Battery Storage | LBL Tracking the Sun | DNV Proprietary Data
NV | Large 1 | Storage | Commercial | 300 | 1200 | 1460 | 16.67% | 86% | 86% | 86% | 100% | 100% | 95% | 10 | 15 | Las Vegas, NV | 2013 | NREL ATB: Commercial Battery Storage | LBL Tracking the Sun | DNV Proprietary Data
NV | Large 1 | Storage | Commercial | 300 | 1200 | 1460 | 16.67% | 86% | 86% | 86% | 100% | 100% | 96% | 10 | 15 | Las Vegas, NV | 2014 | NREL ATB: Commercial Battery Storage | LBL Tracking the Sun | DNV Proprietary Data
NV | Large 1 | Storage | Commercial | 300 | 1200 | 1460 | 16.67% | 87% | 87% | 87% | 100% | 100% | 96% | 10 | 15 | Las Vegas, NV | 2015 | NREL ATB: Commercial Battery Storage | LBL Tracking the Sun | DNV Proprietary Data
NV | Large 1 | Storage | Commercial | 300 | 1200 | 1460 | 16.67% | 87% | 87% | 87% | 100% | 100% | 96% | 10 | 15 | Las Vegas, NV | 2016 | NREL ATB: Commercial Battery Storage | LBL Tracking the Sun | DNV Proprietary Data
NV | Large 1 | Storage | Commercial | 300 | 1200 | 1460 | 16.67% | 87% | 87% | 87% | 100% | 100% | 96.5% | 10 | 15 | Las Vegas, NV | 2017 | NREL ATB: Commercial Battery Storage | LBL Tracking the Sun | DNV Proprietary Data
NV | Large 1 | Storage | Commercial | 300 | 1200 | 1460 | 16.67% | 88% | 88% | 88% | 100% | 100% | 96.5% | 10 | 15 | Las Vegas, NV | 2018 | NREL ATB: Commercial Battery Storage | LBL Tracking the Sun | DNV Proprietary Data
NV | Large 1 | Storage | Commercial | 300 | 1200 | 1460 | 16.67% | 88% | 88% | 88% | 100% | 100% | 97% | 10 | 15 | Las Vegas, NV | 2019 | NREL ATB: Commercial Battery Storage | LBL Tracking the Sun | DNV Proprietary Data
NV | Large 1 | Storage | Commercial | 300 | 1200 | 1460 | 16.67% | 89% | 89% | 89% | 100% | 100% | 97% | 10 | 15 | Las Vegas, NV | 2020 | NREL ATB: Commercial Battery Storage | LBL Tracking the Sun | DNV Proprietary Data
NV | Large 1 | Storage | Commercial | 300 | 1200 | 1460 | 16.67% | 90% | 90% | 90% | 100% | 100% | 97.5% | 10 | 15 | Las Vegas, NV | 2021 | NREL ATB: Commercial Battery Storage | LBL Tracking the Sun | DNV Proprietary Data
NV | Large 1 | Storage | Commercial | 300 | 1200 | 1460 | 16.67% | 90% | 90% | 90% | 100% | 100% | 97.5% | 10 | 15 | Las Vegas, NV | 2022 | NREL ATB: Commercial Battery Storage | LBL Tracking the Sun | DNV Proprietary Data
NV | Medium | Storage | Commercial | 150 | 600 | 1460 | 16.67% | 85% | 85% | 85% | 100% | 100% | 95% | 10 | 15 | Las Vegas, NV | 2012 | NREL ATB: Commercial Battery Storage | LBL Tracking the Sun | DNV Proprietary Data
NV | Medium | Storage | Commercial | 150 | 600 | 1460 | 16.67% | 86% | 86% | 86% | 100% | 100% | 95% | 10 | 15 | Las Vegas, NV | 2013 | NREL ATB: Commercial Battery Storage | LBL Tracking the Sun | DNV Proprietary Data
NV | Medium | Storage | Commercial | 150 | 600 | 1460 | 16.67% | 86% | 86% | 86% | 100% | 100% | 96% | 10 | 15 | Las Vegas, NV | 2014 | NREL ATB: Commercial Battery Storage | LBL Tracking the Sun | DNV Proprietary Data
NV | Medium | Storage | Commercial | 150 | 600 | 1460 | 16.67% | 87% | 87% | 87% | 100% | 100% | 96% | 10 | 15 | Las Vegas, NV | 2015 | NREL ATB: Commercial Battery Storage | LBL Tracking the Sun | DNV Proprietary Data
NV | Medium | Storage | Commercial | 150 | 600 | 1460 | 16.67% | 87% | 87% | 87% | 100% | 100% | 96% | 10 | 15 | Las Vegas, NV | 2016 | NREL ATB: Commercial Battery Storage | LBL Tracking the Sun | DNV Proprietary Data
NV | Medium | Storage | Commercial | 150 | 600 | 1460 | 16.67% | 87% | 87% | 87% | 100% | 100% | 96.5% | 10 | 15 | Las Vegas, NV | 2017 | NREL ATB: Commercial Battery Storage | LBL Tracking the Sun | DNV Proprietary Data
NV | Medium | Storage | Commercial | 150 | 600 | 1460 | 16.67% | 88% | 88% | 88% | 100% | 100% | 96.5% | 10 | 15 | Las Vegas, NV | 2018 | NREL ATB: Commercial Battery Storage | LBL Tracking the Sun | DNV Proprietary Data
NV | Medium | Storage | Commercial | 150 | 600 | 1460 | 16.67% | 88% | 88% | 88% | 100% | 100% | 97% | 10 | 15 | Las Vegas, NV | 2019 | NREL ATB: Commercial Battery Storage | LBL Tracking the Sun | DNV Proprietary Data
NV | Medium | Storage | Commercial | 150 | 600 | 1460 | 16.67% | 89% | 89% | 89% | 100% | 100% | 97% | 10 | 15 | Las Vegas, NV | 2020 | NREL ATB: Commercial Battery Storage | LBL Tracking the Sun | DNV Proprietary Data
NV | Medium | Storage | Commercial | 150 | 600 | 1460 | 16.67% | 90% | 90% | 90% | 100% | 100% | 97.5% | 10 | 15 | Las Vegas, NV | 2021 | NREL ATB: Commercial Battery Storage | LBL Tracking the Sun | DNV Proprietary Data
NV | Medium | Storage | Commercial | 150 | 600 | 1460 | 16.67% | 90% | 90% | 90% | 100% | 100% | 97.5% | 10 | 15 | Las Vegas, NV | 2022 | NREL ATB: Commercial Battery Storage | LBL Tracking the Sun | DNV Proprietary Data
NV | Small 1 | Storage | Commercial | 19.9 | 79.6 | 1460 | 16.67% | 85% | 85% | 85% | 100% | 100% | 95% | 10 | 15 | Las Vegas, NV | 2012 | NREL ATB: Commercial Battery Storage | LBL Tracking the Sun | DNV Proprietary Data
NV | Small 1 | Storage | Commercial | 22 | 88 | 1460 | 16.67% | 86% | 86% | 86% | 100% | 100% | 95% | 10 | 15 | Las Vegas, NV | 2013 | NREL ATB: Commercial Battery Storage | LBL Tracking the Sun | DNV Proprietary Data
NV | Small 1 | Storage | Commercial | 20.4 | 81.6 | 1460 | 16.67% | 86% | 86% | 86% | 100% | 100% | 96% | 10 | 15 | Las Vegas, NV | 2014 | NREL ATB: Commercial Battery Storage | LBL Tracking the Sun | DNV Proprietary Data
NV | Small 1 | Storage | Commercial | 19.3 | 77.2 | 1460 | 16.67% | 87% | 87% | 87% | 100% | 100% | 96% | 10 | 15 | Las Vegas, NV | 2015 | NREL ATB: Commercial Battery Storage | LBL Tracking the Sun | DNV Proprietary Data
NV | Small 1 | Storage | Commercial | 19.5 | 78 | 1460 | 16.67% | 87% | 87% | 87% | 100% | 100% | 96% | 10 | 15 | Las Vegas, NV | 2016 | NREL ATB: Commercial Battery Storage | LBL Tracking the Sun | DNV Proprietary Data
NV | Small 1 | Storage | Commercial | 22.8 | 91.2 | 1460 | 16.67% | 87% | 87% | 87% | 100% | 100% | 96.5% | 10 | 15 | Las Vegas, NV | 2017 | NREL ATB: Commercial Battery Storage | LBL Tracking the Sun | DNV Proprietary Data
NV | Small 1 | Storage | Commercial | 23.1 | 92.4 | 1460 | 16.67% | 88% | 88% | 88% | 100% | 100% | 96.5% | 10 | 15 | Las Vegas, NV | 2018 | NREL ATB: Commercial Battery Storage | LBL Tracking the Sun | DNV Proprietary Data
NV | Small 1 | Storage | Commercial | 22.5 | 90 | 1460 | 16.67% | 88% | 88% | 88% | 100% | 100% | 97% | 10 | 15 | Las Vegas, NV | 2019 | NREL ATB: Commercial Battery Storage | LBL Tracking the Sun | DNV Proprietary Data
NV | Small 1 | Storage | Commercial | 21.4 | 85.6 | 1460 | 16.67% | 89% | 89% | 89% | 100% | 100% | 97% | 10 | 15 | Las Vegas, NV | 2020 | NREL ATB: Commercial Battery Storage | LBL Tracking the Sun | DNV Proprietary Data
NV | Small 1 | Storage | Commercial | 19.2 | 76.8 | 1460 | 16.67% | 90% | 90% | 90% | 100% | 100% | 97.5% | 10 | 15 | Las Vegas, NV | 2021 | NREL ATB: Commercial Battery Storage | LBL Tracking the Sun | DNV Proprietary Data
NV | Small 1 | Storage | Commercial | 20 | 80 | 1460 | 16.67% | 90% | 90% | 90% | 100% | 100% | 97.5% | 10 | 15 | Las Vegas, NV | 2022 | NREL ATB: Commercial Battery Storage | LBL Tracking the Sun | DNV Proprietary Data
NV | Small 2 | Storage | Commercial | 60 | 240 | 1460 | 16.67% | 85% | 85% | 85% | 100% | 100% | 95% | 10 | 15 | Las Vegas, NV | 2012 | NREL ATB: Commercial Battery Storage | LBL Tracking the Sun | DNV Proprietary Data
NV | Small 2 | Storage | Commercial | 60 | 240 | 1460 | 16.67% | 86% | 86% | 86% | 100% | 100% | 95% | 10 | 15 | Las Vegas, NV | 2013 | NREL ATB: Commercial Battery Storage | LBL Tracking the Sun | DNV Proprietary Data
NV | Small 2 | Storage | Commercial | 60 | 240 | 1460 | 16.67% | 86% | 86% | 86% | 100% | 100% | 96% | 10 | 15 | Las Vegas, NV | 2014 | NREL ATB: Commercial Battery Storage | LBL Tracking the Sun | DNV Proprietary Data
NV | Small 2 | Storage | Commercial | 60 | 240 | 1460 | 16.67% | 87% | 87% | 87% | 100% | 100% | 96% | 10 | 15 | Las Vegas, NV | 2015 | NREL ATB: Commercial Battery Storage | LBL Tracking the Sun | DNV Proprietary Data
NV | Small 2 | Storage | Commercial | 60 | 240 | 1460 | 16.67% | 87% | 87% | 87% | 100% | 100% | 96% | 10 | 15 | Las Vegas, NV | 2016 | NREL ATB: Commercial Battery Storage | LBL Tracking the Sun | DNV Proprietary Data
NV | Small 2 | Storage | Commercial | 60 | 240 | 1460 | 16.67% | 87% | 87% | 87% | 100% | 100% | 96.5% | 10 | 15 | Las Vegas, NV | 2017 | NREL ATB: Commercial Battery Storage | LBL Tracking the Sun | DNV Proprietary Data
NV | Small 2 | Storage | Commercial | 60 | 240 | 1460 | 16.67% | 88% | 88% | 88% | 100% | 100% | 96.5% | 10 | 15 | Las Vegas, NV | 2018 | NREL ATB: Commercial Battery Storage | LBL Tracking the Sun | DNV Proprietary Data
NV | Small 2 | Storage | Commercial | 60 | 240 | 1460 | 16.67% | 88% | 88% | 88% | 100% | 100% | 97% | 10 | 15 | Las Vegas, NV | 2019 | NREL ATB: Commercial Battery Storage | LBL Tracking the Sun | DNV Proprietary Data
NV | Small 2 | Storage | Commercial | 60 | 240 | 1460 | 16.67% | 89% | 89% | 89% | 100% | 100% | 97% | 10 | 15 | Las Vegas, NV | 2020 | NREL ATB: Commercial Battery Storage | LBL Tracking the Sun | DNV Proprietary Data
NV | Small 2 | Storage | Commercial | 60 | 240 | 1460 | 16.67% | 90% | 90% | 90% | 100% | 100% | 97.5% | 10 | 15 | Las Vegas, NV | 2021 | NREL ATB: Commercial Battery Storage | LBL Tracking the Sun | DNV Proprietary Data
NV | Small 2 | Storage | Commercial | 60 | 240 | 1460 | 16.67% | 90% | 90% | 90% | 100% | 100% | 97.5% | 10 | 15 | Las Vegas, NV | 2022 | NREL ATB: Commercial Battery Storage | LBL Tracking the Sun | DNV Proprietary Data
NY | Large 1 | Storage | Commercial | 300 | 1200 | 1460 | 16.67% | 85% | 85% | 85% | 100% | 100% | 95% | 10 | 15 | New York, NY | 2012 | NREL ATB: Commercial Battery Storage | LBL Tracking the Sun | DNV Proprietary Data
NY | Large 1 | Storage | Commercial | 300 | 1200 | 1460 | 16.67% | 86% | 86% | 86% | 100% | 100% | 95% | 10 | 15 | New York, NY | 2013 | NREL ATB: Commercial Battery Storage | LBL Tracking the Sun | DNV Proprietary Data
NY | Large 1 | Storage | Commercial | 300 | 1200 | 1460 | 16.67% | 86% | 86% | 86% | 100% | 100% | 96% | 10 | 15 | New York, NY | 2014 | NREL ATB: Commercial Battery Storage | LBL Tracking the Sun | DNV Proprietary Data
NY | Large 1 | Storage | Commercial | 300 | 1200 | 1460 | 16.67% | 87% | 87% | 87% | 100% | 100% | 96% | 10 | 15 | New York, NY | 2015 | NREL ATB: Commercial Battery Storage | LBL Tracking the Sun | DNV Proprietary Data
NY | Large 1 | Storage | Commercial | 300 | 1200 | 1460 | 16.67% | 87% | 87% | 87% | 100% | 100% | 96% | 10 | 15 | New York, NY | 2016 | NREL ATB: Commercial Battery Storage | LBL Tracking the Sun | DNV Proprietary Data
NY | Large 1 | Storage | Commercial | 300 | 1200 | 1460 | 16.67% | 87% | 87% | 87% | 100% | 100% | 96.5% | 10 | 15 | New York, NY | 2017 | NREL ATB: Commercial Battery Storage | LBL Tracking the Sun | DNV Proprietary Data
NY | Large 1 | Storage | Commercial | 300 | 1200 | 1460 | 16.67% | 88% | 88% | 88% | 100% | 100% | 96.5% | 10 | 15 | New York, NY | 2018 | NREL ATB: Commercial Battery Storage | LBL Tracking the Sun | DNV Proprietary Data
NY | Large 1 | Storage | Commercial | 300 | 1200 | 1460 | 16.67% | 88% | 88% | 88% | 100% | 100% | 97% | 10 | 15 | New York, NY | 2019 | NREL ATB: Commercial Battery Storage | LBL Tracking the Sun | DNV Proprietary Data
NY | Large 1 | Storage | Commercial | 300 | 1200 | 1460 | 16.67% | 89% | 89% | 89% | 100% | 100% | 97% | 10 | 15 | New York, NY | 2020 | NREL ATB: Commercial Battery Storage | LBL Tracking the Sun | DNV Proprietary Data
NY | Large 1 | Storage | Commercial | 300 | 1200 | 1460 | 16.67% | 90% | 90% | 90% | 100% | 100% | 97.5% | 10 | 15 | New York, NY | 2021 | NREL ATB: Commercial Battery Storage | LBL Tracking the Sun | DNV Proprietary Data
NY | Large 1 | Storage | Commercial | 300 | 1200 | 1460 | 16.67% | 90% | 90% | 90% | 100% | 100% | 97.5% | 10 | 15 | New York, NY | 2022 | NREL ATB: Commercial Battery Storage | LBL Tracking the Sun | DNV Proprietary Data
NY | Medium | Storage | Commercial | 150 | 600 | 1460 | 16.67% | 85% | 85% | 85% | 100% | 100% | 95% | 10 | 15 | New York, NY | 2012 | NREL ATB: Commercial Battery Storage | LBL Tracking the Sun | DNV Proprietary Data
NY | Medium | Storage | Commercial | 150 | 600 | 1460 | 16.67% | 86% | 86% | 86% | 100% | 100% | 95% | 10 | 15 | New York, NY | 2013 | NREL ATB: Commercial Battery Storage | LBL Tracking the Sun | DNV Proprietary Data
NY | Medium | Storage | Commercial | 150 | 600 | 1460 | 16.67% | 86% | 86% | 86% | 100% | 100% | 96% | 10 | 15 | New York, NY | 2014 | NREL ATB: Commercial Battery Storage | LBL Tracking the Sun | DNV Proprietary Data
NY | Medium | Storage | Commercial | 150 | 600 | 1460 | 16.67% | 87% | 87% | 87% | 100% | 100% | 96% | 10 | 15 | New York, NY | 2015 | NREL ATB: Commercial Battery Storage | LBL Tracking the Sun | DNV Proprietary Data
NY | Medium | Storage | Commercial | 150 | 600 | 1460 | 16.67% | 87% | 87% | 87% | 100% | 100% | 96% | 10 | 15 | New York, NY | 2016 | NREL ATB: Commercial Battery Storage | LBL Tracking the Sun | DNV Proprietary Data
NY | Medium | Storage | Commercial | 150 | 600 | 1460 | 16.67% | 87% | 87% | 87% | 100% | 100% | 96.5% | 10 | 15 | New York, NY | 2017 | NREL ATB: Commercial Battery Storage | LBL Tracking the Sun | DNV Proprietary Data
NY | Medium | Storage | Commercial | 150 | 600 | 1460 | 16.67% | 88% | 88% | 88% | 100% | 100% | 96.5% | 10 | 15 | New York, NY | 2018 | NREL ATB: Commercial Battery Storage | LBL Tracking the Sun | DNV Proprietary Data
NY | Medium | Storage | Commercial | 150 | 600 | 1460 | 16.67% | 88% | 88% | 88% | 100% | 100% | 97% | 10 | 15 | New York, NY | 2019 | NREL ATB: Commercial Battery Storage | LBL Tracking the Sun | DNV Proprietary Data
NY | Medium | Storage | Commercial | 150 | 600 | 1460 | 16.67% | 89% | 89% | 89% | 100% | 100% | 97% | 10 | 15 | New York, NY | 2020 | NREL ATB: Commercial Battery Storage | LBL Tracking the Sun | DNV Proprietary Data
NY | Medium | Storage | Commercial | 150 | 600 | 1460 | 16.67% | 90% | 90% | 90% | 100% | 100% | 97.5% | 10 | 15 | New York, NY | 2021 | NREL ATB: Commercial Battery Storage | LBL Tracking the Sun | DNV Proprietary Data
NY | Medium | Storage | Commercial | 150 | 600 | 1460 | 16.67% | 90% | 90% | 90% | 100% | 100% | 97.5% | 10 | 15 | New York, NY | 2022 | NREL ATB: Commercial Battery Storage | LBL Tracking the Sun | DNV Proprietary Data
NY | Small 1 | Storage | Commercial | 19.9 | 79.6 | 1460 | 16.67% | 85% | 85% | 85% | 100% | 100% | 95% | 10 | 15 | New York, NY | 2012 | NREL ATB: Commercial Battery Storage | LBL Tracking the Sun | DNV Proprietary Data
NY | Small 1 | Storage | Commercial | 22 | 88 | 1460 | 16.67% | 86% | 86% | 86% | 100% | 100% | 95% | 10 | 15 | New York, NY | 2013 | NREL ATB: Commercial Battery Storage | LBL Tracking the Sun | DNV Proprietary Data
NY | Small 1 | Storage | Commercial | 20.4 | 81.6 | 1460 | 16.67% | 86% | 86% | 86% | 100% | 100% | 96% | 10 | 15 | New York, NY | 2014 | NREL ATB: Commercial Battery Storage | LBL Tracking the Sun | DNV Proprietary Data
NY | Small 1 | Storage | Commercial | 19.3 | 77.2 | 1460 | 16.67% | 87% | 87% | 87% | 100% | 100% | 96% | 10 | 15 | New York, NY | 2015 | NREL ATB: Commercial Battery Storage | LBL Tracking the Sun | DNV Proprietary Data
NY | Small 1 | Storage | Commercial | 19.5 | 78 | 1460 | 16.67% | 87% | 87% | 87% | 100% | 100% | 96% | 10 | 15 | New York, NY | 2016 | NREL ATB: Commercial Battery Storage | LBL Tracking the Sun | DNV Proprietary Data
NY | Small 1 | Storage | Commercial | 22.8 | 91.2 | 1460 | 16.67% | 87% | 87% | 87% | 100% | 100% | 96.5% | 10 | 15 | New York, NY | 2017 | NREL ATB: Commercial Battery Storage | LBL Tracking the Sun | DNV Proprietary Data
NY | Small 1 | Storage | Commercial | 23.1 | 92.4 | 1460 | 16.67% | 88% | 88% | 88% | 100% | 100% | 96.5% | 10 | 15 | New York, NY | 2018 | NREL ATB: Commercial Battery Storage | LBL Tracking the Sun | DNV Proprietary Data
NY | Small 1 | Storage | Commercial | 22.5 | 90 | 1460 | 16.67% | 88% | 88% | 88% | 100% | 100% | 97% | 10 | 15 | New York, NY | 2019 | NREL ATB: Commercial Battery Storage | LBL Tracking the Sun | DNV Proprietary Data
NY | Small 1 | Storage | Commercial | 21.4 | 85.6 | 1460 | 16.67% | 89% | 89% | 89% | 100% | 100% | 97% | 10 | 15 | New York, NY | 2020 | NREL ATB: Commercial Battery Storage | LBL Tracking the Sun | DNV Proprietary Data
NY | Small 1 | Storage | Commercial | 19.2 | 76.8 | 1460 | 16.67% | 90% | 90% | 90% | 100% | 100% | 97.5% | 10 | 15 | New York, NY | 2021 | NREL ATB: Commercial Battery Storage | LBL Tracking the Sun | DNV Proprietary Data
NY | Small 1 | Storage | Commercial | 20 | 80 | 1460 | 16.67% | 90% | 90% | 90% | 100% | 100% | 97.5% | 10 | 15 | New York, NY | 2022 | NREL ATB: Commercial Battery Storage | LBL Tracking the Sun | DNV Proprietary Data
NY | Small 2 | Storage | Commercial | 60 | 240 | 1460 | 16.67% | 85% | 85% | 85% | 100% | 100% | 95% | 10 | 15 | New York, NY | 2012 | NREL ATB: Commercial Battery Storage | LBL Tracking the Sun | DNV Proprietary Data
NY | Small 2 | Storage | Commercial | 60 | 240 | 1460 | 16.67% | 86% | 86% | 86% | 100% | 100% | 95% | 10 | 15 | New York, NY | 2013 | NREL ATB: Commercial Battery Storage | LBL Tracking the Sun | DNV Proprietary Data
NY | Small 2 | Storage | Commercial | 60 | 240 | 1460 | 16.67% | 86% | 86% | 86% | 100% | 100% | 96% | 10 | 15 | New York, NY | 2014 | NREL ATB: Commercial Battery Storage | LBL Tracking the Sun | DNV Proprietary Data
NY | Small 2 | Storage | Commercial | 60 | 240 | 1460 | 16.67% | 87% | 87% | 87% | 100% | 100% | 96% | 10 | 15 | New York, NY | 2015 | NREL ATB: Commercial Battery Storage | LBL Tracking the Sun | DNV Proprietary Data
NY | Small 2 | Storage | Commercial | 60 | 240 | 1460 | 16.67% | 87% | 87% | 87% | 100% | 100% | 96% | 10 | 15 | New York, NY | 2016 | NREL ATB: Commercial Battery Storage | LBL Tracking the Sun | DNV Proprietary Data
NY | Small 2 | Storage | Commercial | 60 | 240 | 1460 | 16.67% | 87% | 87% | 87% | 100% | 100% | 96.5% | 10 | 15 | New York, NY | 2017 | NREL ATB: Commercial Battery Storage | LBL Tracking the Sun | DNV Proprietary Data
NY | Small 2 | Storage | Commercial | 60 | 240 | 1460 | 16.67% | 88% | 88% | 88% | 100% | 100% | 96.5% | 10 | 15 | New York, NY | 2018 | NREL ATB: Commercial Battery Storage | LBL Tracking the Sun | DNV Proprietary Data
NY | Small 2 | Storage | Commercial | 60 | 240 | 1460 | 16.67% | 88% | 88% | 88% | 100% | 100% | 97% | 10 | 15 | New York, NY | 2019 | NREL ATB: Commercial Battery Storage | LBL Tracking the Sun | DNV Proprietary Data
NY | Small 2 | Storage | Commercial | 60 | 240 | 1460 | 16.67% | 89% | 89% | 89% | 100% | 100% | 97% | 10 | 15 | New York, NY | 2020 | NREL ATB: Commercial Battery Storage | LBL Tracking the Sun | DNV Proprietary Data
NY | Small 2 | Storage | Commercial | 60 | 240 | 1460 | 16.67% | 90% | 90% | 90% | 100% | 100% | 97.5% | 10 | 15 | New York, NY | 2021 | NREL ATB: Commercial Battery Storage | LBL Tracking the Sun | DNV Proprietary Data
NY | Small 2 | Storage | Commercial | 60 | 240 | 1460 | 16.67% | 90% | 90% | 90% | 100% | 100% | 97.5% | 10 | 15 | New York, NY | 2022 | NREL ATB: Commercial Battery Storage | LBL Tracking the Sun | DNV Proprietary Data
OH | Large 1 | Storage | Commercial | 300 | 1200 | 1460 | 16.67% | 85% | 85% | 85% | 100% | 100% | 95% | 10 | 15 | Columbus, OH | 2012 | NREL ATB: Commercial Battery Storage | LBL Tracking the Sun | DNV Proprietary Data
OH | Large 1 | Storage | Commercial | 300 | 1200 | 1460 | 16.67% | 86% | 86% | 86% | 100% | 100% | 95% | 10 | 15 | Columbus, OH | 2013 | NREL ATB: Commercial Battery Storage | LBL Tracking the Sun | DNV Proprietary Data
OH | Large 1 | Storage | Commercial | 300 | 1200 | 1460 | 16.67% | 86% | 86% | 86% | 100% | 100% | 96% | 10 | 15 | Columbus, OH | 2014 | NREL ATB: Commercial Battery Storage | LBL Tracking the Sun | DNV Proprietary Data
OH | Large 1 | Storage | Commercial | 300 | 1200 | 1460 | 16.67% | 87% | 87% | 87% | 100% | 100% | 96% | 10 | 15 | Columbus, OH | 2015 | NREL ATB: Commercial Battery Storage | LBL Tracking the Sun | DNV Proprietary Data
OH | Large 1 | Storage | Commercial | 300 | 1200 | 1460 | 16.67% | 87% | 87% | 87% | 100% | 100% | 96% | 10 | 15 | Columbus, OH | 2016 | NREL ATB: Commercial Battery Storage | LBL Tracking the Sun | DNV Proprietary Data
OH | Large 1 | Storage | Commercial | 300 | 1200 | 1460 | 16.67% | 87% | 87% | 87% | 100% | 100% | 96.5% | 10 | 15 | Columbus, OH | 2017 | NREL ATB: Commercial Battery Storage | LBL Tracking the Sun | DNV Proprietary Data
OH | Large 1 | Storage | Commercial | 300 | 1200 | 1460 | 16.67% | 88% | 88% | 88% | 100% | 100% | 96.5% | 10 | 15 | Columbus, OH | 2018 | NREL ATB: Commercial Battery Storage | LBL Tracking the Sun | DNV Proprietary Data
OH | Large 1 | Storage | Commercial | 300 | 1200 | 1460 | 16.67% | 88% | 88% | 88% | 100% | 100% | 97% | 10 | 15 | Columbus, OH | 2019 | NREL ATB: Commercial Battery Storage | LBL Tracking the Sun | DNV Proprietary Data
OH | Large 1 | Storage | Commercial | 300 | 1200 | 1460 | 16.67% | 89% | 89% | 89% | 100% | 100% | 97% | 10 | 15 | Columbus, OH | 2020 | NREL ATB: Commercial Battery Storage | LBL Tracking the Sun | DNV Proprietary Data
OH | Large 1 | Storage | Commercial | 300 | 1200 | 1460 | 16.67% | 90% | 90% | 90% | 100% | 100% | 97.5% | 10 | 15 | Columbus, OH | 2021 | NREL ATB: Commercial Battery Storage | LBL Tracking the Sun | DNV Proprietary Data
OH | Large 1 | Storage | Commercial | 300 | 1200 | 1460 | 16.67% | 90% | 90% | 90% | 100% | 100% | 97.5% | 10 | 15 | Columbus, OH | 2022 | NREL ATB: Commercial Battery Storage | LBL Tracking the Sun | DNV Proprietary Data
OH | Medium | Storage | Commercial | 150 | 600 | 1460 | 16.67% | 85% | 85% | 85% | 100% | 100% | 95% | 10 | 15 | Columbus, OH | 2012 | NREL ATB: Commercial Battery Storage | LBL Tracking the Sun | DNV Proprietary Data
OH | Medium | Storage | Commercial | 150 | 600 | 1460 | 16.67% | 86% | 86% | 86% | 100% | 100% | 95% | 10 | 15 | Columbus, OH | 2013 | NREL ATB: Commercial Battery Storage | LBL Tracking the Sun | DNV Proprietary Data
OH | Medium | Storage | Commercial | 150 | 600 | 1460 | 16.67% | 86% | 86% | 86% | 100% | 100% | 96% | 10 | 15 | Columbus, OH | 2014 | NREL ATB: Commercial Battery Storage | LBL Tracking the Sun | DNV Proprietary Data
OH | Medium | Storage | Commercial | 150 | 600 | 1460 | 16.67% | 87% | 87% | 87% | 100% | 100% | 96% | 10 | 15 | Columbus, OH | 2015 | NREL ATB: Commercial Battery Storage | LBL Tracking the Sun | DNV Proprietary Data
OH | Medium | Storage | Commercial | 150 | 600 | 1460 | 16.67% | 87% | 87% | 87% | 100% | 100% | 96% | 10 | 15 | Columbus, OH | 2016 | NREL ATB: Commercial Battery Storage | LBL Tracking the Sun | DNV Proprietary Data
OH | Medium | Storage | Commercial | 150 | 600 | 1460 | 16.67% | 87% | 87% | 87% | 100% | 100% | 96.5% | 10 | 15 | Columbus, OH | 2017 | NREL ATB: Commercial Battery Storage | LBL Tracking the Sun | DNV Proprietary Data
OH | Medium | Storage | Commercial | 150 | 600 | 1460 | 16.67% | 88% | 88% | 88% | 100% | 100% | 96.5% | 10 | 15 | Columbus, OH | 2018 | NREL ATB: Commercial Battery Storage | LBL Tracking the Sun | DNV Proprietary Data
OH | Medium | Storage | Commercial | 150 | 600 | 1460 | 16.67% | 88% | 88% | 88% | 100% | 100% | 97% | 10 | 15 | Columbus, OH | 2019 | NREL ATB: Commercial Battery Storage | LBL Tracking the Sun | DNV Proprietary Data
OH | Medium | Storage | Commercial | 150 | 600 | 1460 | 16.67% | 89% | 89% | 89% | 100% | 100% | 97% | 10 | 15 | Columbus, OH | 2020 | NREL ATB: Commercial Battery Storage | LBL Tracking the Sun | DNV Proprietary Data
OH | Medium | Storage | Commercial | 150 | 600 | 1460 | 16.67% | 90% | 90% | 90% | 100% | 100% | 97.5% | 10 | 15 | Columbus, OH | 2021 | NREL ATB: Commercial Battery Storage | LBL Tracking the Sun | DNV Proprietary Data
OH | Medium | Storage | Commercial | 150 | 600 | 1460 | 16.67% | 90% | 90% | 90% | 100% | 100% | 97.5% | 10 | 15 | Columbus, OH | 2022 | NREL ATB: Commercial Battery Storage | LBL Tracking the Sun | DNV Proprietary Data
OH | Small 1 | Storage | Commercial | 19.9 | 79.6 | 1460 | 16.67% | 85% | 85% | 85% | 100% | 100% | 95% | 10 | 15 | Columbus, OH | 2012 | NREL ATB: Commercial Battery Storage | LBL Tracking the Sun | DNV Proprietary Data
OH | Small 1 | Storage | Commercial | 22 | 88 | 1460 | 16.67% | 86% | 86% | 86% | 100% | 100% | 95% | 10 | 15 | Columbus, OH | 2013 | NREL ATB: Commercial Battery Storage | LBL Tracking the Sun | DNV Proprietary Data
OH | Small 1 | Storage | Commercial | 20.4 | 81.6 | 1460 | 16.67% | 86% | 86% | 86% | 100% | 100% | 96% | 10 | 15 | Columbus, OH | 2014 | NREL ATB: Commercial Battery Storage | LBL Tracking the Sun | DNV Proprietary Data
OH | Small 1 | Storage | Commercial | 19.3 | 77.2 | 1460 | 16.67% | 87% | 87% | 87% | 100% | 100% | 96% | 10 | 15 | Columbus, OH | 2015 | NREL ATB: Commercial Battery Storage | LBL Tracking the Sun | DNV Proprietary Data
OH | Small 1 | Storage | Commercial | 19.5 | 78 | 1460 | 16.67% | 87% | 87% | 87% | 100% | 100% | 96% | 10 | 15 | Columbus, OH | 2016 | NREL ATB: Commercial Battery Storage | LBL Tracking the Sun | DNV Proprietary Data
OH | Small 1 | Storage | Commercial | 22.8 | 91.2 | 1460 | 16.67% | 87% | 87% | 87% | 100% | 100% | 96.5% | 10 | 15 | Columbus, OH | 2017 | NREL ATB: Commercial Battery Storage | LBL Tracking the Sun | DNV Proprietary Data
OH | Small 1 | Storage | Commercial | 23.1 | 92.4 | 1460 | 16.67% | 88% | 88% | 88% | 100% | 100% | 96.5% | 10 | 15 | Columbus, OH | 2018 | NREL ATB: Commercial Battery Storage | LBL Tracking the Sun | DNV Proprietary Data
OH | Small 1 | Storage | Commercial | 22.5 | 90 | 1460 | 16.67% | 88% | 88% | 88% | 100% | 100% | 97% | 10 | 15 | Columbus, OH | 2019 | NREL ATB: Commercial Battery Storage | LBL Tracking the Sun | DNV Proprietary Data
OH | Small 1 | Storage | Commercial | 21.4 | 85.6 | 1460 | 16.67% | 89% | 89% | 89% | 100% | 100% | 97% | 10 | 15 | Columbus, OH | 2020 | NREL ATB: Commercial Battery Storage | LBL Tracking the Sun | DNV Proprietary Data
OH | Small 1 | Storage | Commercial | 19.2 | 76.8 | 1460 | 16.67% | 90% | 90% | 90% | 100% | 100% | 97.5% | 10 | 15 | Columbus, OH | 2021 | NREL ATB: Commercial Battery Storage | LBL Tracking the Sun | DNV Proprietary Data
OH | Small 1 | Storage | Commercial | 20 | 80 | 1460 | 16.67% | 90% | 90% | 90% | 100% | 100% | 97.5% | 10 | 15 | Columbus, OH | 2022 | NREL ATB: Commercial Battery Storage | LBL Tracking the Sun | DNV Proprietary Data
OH | Small 2 | Storage | Commercial | 60 | 240 | 1460 | 16.67% | 85% | 85% | 85% | 100% | 100% | 95% | 10 | 15 | Columbus, OH | 2012 | NREL ATB: Commercial Battery Storage | LBL Tracking the Sun | DNV Proprietary Data
OH | Small 2 | Storage | Commercial | 60 | 240 | 1460 | 16.67% | 86% | 86% | 86% | 100% | 100% | 95% | 10 | 15 | Columbus, OH | 2013 | NREL ATB: Commercial Battery Storage | LBL Tracking the Sun | DNV Proprietary Data
OH | Small 2 | Storage | Commercial | 60 | 240 | 1460 | 16.67% | 86% | 86% | 86% | 100% | 100% | 96% | 10 | 15 | Columbus, OH | 2014 | NREL ATB: Commercial Battery Storage | LBL Tracking the Sun | DNV Proprietary Data
OH | Small 2 | Storage | Commercial | 60 | 240 | 1460 | 16.67% | 87% | 87% | 87% | 100% | 100% | 96% | 10 | 15 | Columbus, OH | 2015 | NREL ATB: Commercial Battery Storage | LBL Tracking the Sun | DNV Proprietary Data
OH | Small 2 | Storage | Commercial | 60 | 240 | 1460 | 16.67% | 87% | 87% | 87% | 100% | 100% | 96% | 10 | 15 | Columbus, OH | 2016 | NREL ATB: Commercial Battery Storage | LBL Tracking the Sun | DNV Proprietary Data
OH | Small 2 | Storage | Commercial | 60 | 240 | 1460 | 16.67% | 87% | 87% | 87% | 100% | 100% | 96.5% | 10 | 15 | Columbus, OH | 2017 | NREL ATB: Commercial Battery Storage | LBL Tracking the Sun | DNV Proprietary Data
OH | Small 2 | Storage | Commercial | 60 | 240 | 1460 | 16.67% | 88% | 88% | 88% | 100% | 100% | 96.5% | 10 | 15 | Columbus, OH | 2018 | NREL ATB: Commercial Battery Storage | LBL Tracking the Sun | DNV Proprietary Data
OH | Small 2 | Storage | Commercial | 60 | 240 | 1460 | 16.67% | 88% | 88% | 88% | 100% | 100% | 97% | 10 | 15 | Columbus, OH | 2019 | NREL ATB: Commercial Battery Storage | LBL Tracking the Sun | DNV Proprietary Data
OH | Small 2 | Storage | Commercial | 60 | 240 | 1460 | 16.67% | 89% | 89% | 89% | 100% | 100% | 97% | 10 | 15 | Columbus, OH | 2020 | NREL ATB: Commercial Battery Storage | LBL Tracking the Sun | DNV Proprietary Data
OH | Small 2 | Storage | Commercial | 60 | 240 | 1460 | 16.67% | 90% | 90% | 90% | 100% | 100% | 97.5% | 10 | 15 | Columbus, OH | 2021 | NREL ATB: Commercial Battery Storage | LBL Tracking the Sun | DNV Proprietary Data
OH | Small 2 | Storage | Commercial | 60 | 240 | 1460 | 16.67% | 90% | 90% | 90% | 100% | 100% | 97.5% | 10 | 15 | Columbus, OH | 2022 | NREL ATB: Commercial Battery Storage | LBL Tracking the Sun | DNV Proprietary Data
OK | Large 1 | Storage | Commercial | 300 | 1200 | 1460 | 16.67% | 85% | 85% | 85% | 100% | 100% | 95% | 10 | 15 | Tulsa, OK | 2012 | NREL ATB: Commercial Battery Storage | LBL Tracking the Sun | DNV Proprietary Data
OK | Large 1 | Storage | Commercial | 300 | 1200 | 1460 | 16.67% | 86% | 86% | 86% | 100% | 100% | 95% | 10 | 15 | Tulsa, OK | 2013 | NREL ATB: Commercial Battery Storage | LBL Tracking the Sun | DNV Proprietary Data
OK | Large 1 | Storage | Commercial | 300 | 1200 | 1460 | 16.67% | 86% | 86% | 86% | 100% | 100% | 96% | 10 | 15 | Tulsa, OK | 2014 | NREL ATB: Commercial Battery Storage | LBL Tracking the Sun | DNV Proprietary Data
OK | Large 1 | Storage | Commercial | 300 | 1200 | 1460 | 16.67% | 87% | 87% | 87% | 100% | 100% | 96% | 10 | 15 | Tulsa, OK | 2015 | NREL ATB: Commercial Battery Storage | LBL Tracking the Sun | DNV Proprietary Data
OK | Large 1 | Storage | Commercial | 300 | 1200 | 1460 | 16.67% | 87% | 87% | 87% | 100% | 100% | 96% | 10 | 15 | Tulsa, OK | 2016 | NREL ATB: Commercial Battery Storage | LBL Tracking the Sun | DNV Proprietary Data
OK | Large 1 | Storage | Commercial | 300 | 1200 | 1460 | 16.67% | 87% | 87% | 87% | 100% | 100% | 96.5% | 10 | 15 | Tulsa, OK | 2017 | NREL ATB: Commercial Battery Storage | LBL Tracking the Sun | DNV Proprietary Data
OK | Large 1 | Storage | Commercial | 300 | 1200 | 1460 | 16.67% | 88% | 88% | 88% | 100% | 100% | 96.5% | 10 | 15 | Tulsa, OK | 2018 | NREL ATB: Commercial Battery Storage | LBL Tracking the Sun | DNV Proprietary Data
OK | Large 1 | Storage | Commercial | 300 | 1200 | 1460 | 16.67% | 88% | 88% | 88% | 100% | 100% | 97% | 10 | 15 | Tulsa, OK | 2019 | NREL ATB: Commercial Battery Storage | LBL Tracking the Sun | DNV Proprietary Data
OK | Large 1 | Storage | Commercial | 300 | 1200 | 1460 | 16.67% | 89% | 89% | 89% | 100% | 100% | 97% | 10 | 15 | Tulsa, OK | 2020 | NREL ATB: Commercial Battery Storage | LBL Tracking the Sun | DNV Proprietary Data
OK | Large 1 | Storage | Commercial | 300 | 1200 | 1460 | 16.67% | 90% | 90% | 90% | 100% | 100% | 97.5% | 10 | 15 | Tulsa, OK | 2021 | NREL ATB: Commercial Battery Storage | LBL Tracking the Sun | DNV Proprietary Data
OK | Large 1 | Storage | Commercial | 300 | 1200 | 1460 | 16.67% | 90% | 90% | 90% | 100% | 100% | 97.5% | 10 | 15 | Tulsa, OK | 2022 | NREL ATB: Commercial Battery Storage | LBL Tracking the Sun | DNV Proprietary Data
OK | Medium | Storage | Commercial | 150 | 600 | 1460 | 16.67% | 85% | 85% | 85% | 100% | 100% | 95% | 10 | 15 | Tulsa, OK | 2012 | NREL ATB: Commercial Battery Storage | LBL Tracking the Sun | DNV Proprietary Data
OK | Medium | Storage | Commercial | 150 | 600 | 1460 | 16.67% | 86% | 86% | 86% | 100% | 100% | 95% | 10 | 15 | Tulsa, OK | 2013 | NREL ATB: Commercial Battery Storage | LBL Tracking the Sun | DNV Proprietary Data
OK | Medium | Storage | Commercial | 150 | 600 | 1460 | 16.67% | 86% | 86% | 86% | 100% | 100% | 96% | 10 | 15 | Tulsa, OK | 2014 | NREL ATB: Commercial Battery Storage | LBL Tracking the Sun | DNV Proprietary Data
OK | Medium | Storage | Commercial | 150 | 600 | 1460 | 16.67% | 87% | 87% | 87% | 100% | 100% | 96% | 10 | 15 | Tulsa, OK | 2015 | NREL ATB: Commercial Battery Storage | LBL Tracking the Sun | DNV Proprietary Data
OK | Medium | Storage | Commercial | 150 | 600 | 1460 | 16.67% | 87% | 87% | 87% | 100% | 100% | 96% | 10 | 15 | Tulsa, OK | 2016 | NREL ATB: Commercial Battery Storage | LBL Tracking the Sun | DNV Proprietary Data
OK | Medium | Storage | Commercial | 150 | 600 | 1460 | 16.67% | 87% | 87% | 87% | 100% | 100% | 96.5% | 10 | 15 | Tulsa, OK | 2017 | NREL ATB: Commercial Battery Storage | LBL Tracking the Sun | DNV Proprietary Data
OK | Medium | Storage | Commercial | 150 | 600 | 1460 | 16.67% | 88% | 88% | 88% | 100% | 100% | 96.5% | 10 | 15 | Tulsa, OK | 2018 | NREL ATB: Commercial Battery Storage | LBL Tracking the Sun | DNV Proprietary Data
OK | Medium | Storage | Commercial | 150 | 600 | 1460 | 16.67% | 88% | 88% | 88% | 100% | 100% | 97% | 10 | 15 | Tulsa, OK | 2019 | NREL ATB: Commercial Battery Storage | LBL Tracking the Sun | DNV Proprietary Data
OK | Medium | Storage | Commercial | 150 | 600 | 1460 | 16.67% | 89% | 89% | 89% | 100% | 100% | 97% | 10 | 15 | Tulsa, OK | 2020 | NREL ATB: Commercial Battery Storage | LBL Tracking the Sun | DNV Proprietary Data
OK | Medium | Storage | Commercial | 150 | 600 | 1460 | 16.67% | 90% | 90% | 90% | 100% | 100% | 97.5% | 10 | 15 | Tulsa, OK | 2021 | NREL ATB: Commercial Battery Storage | LBL Tracking the Sun | DNV Proprietary Data
OK | Medium | Storage | Commercial | 150 | 600 | 1460 | 16.67% | 90% | 90% | 90% | 100% | 100% | 97.5% | 10 | 15 | Tulsa, OK | 2022 | NREL ATB: Commercial Battery Storage | LBL Tracking the Sun | DNV Proprietary Data
OK | Small 1 | Storage | Commercial | 19.9 | 79.6 | 1460 | 16.67% | 85% | 85% | 85% | 100% | 100% | 95% | 10 | 15 | Tulsa, OK | 2012 | NREL ATB: Commercial Battery Storage | LBL Tracking the Sun | DNV Proprietary Data
OK | Small 1 | Storage | Commercial | 22 | 88 | 1460 | 16.67% | 86% | 86% | 86% | 100% | 100% | 95% | 10 | 15 | Tulsa, OK | 2013 | NREL ATB: Commercial Battery Storage | LBL Tracking the Sun | DNV Proprietary Data
OK | Small 1 | Storage | Commercial | 20.4 | 81.6 | 1460 | 16.67% | 86% | 86% | 86% | 100% | 100% | 96% | 10 | 15 | Tulsa, OK | 2014 | NREL ATB: Commercial Battery Storage | LBL Tracking the Sun | DNV Proprietary Data
OK | Small 1 | Storage | Commercial | 19.3 | 77.2 | 1460 | 16.67% | 87% | 87% | 87% | 100% | 100% | 96% | 10 | 15 | Tulsa, OK | 2015 | NREL ATB: Commercial Battery Storage | LBL Tracking the Sun | DNV Proprietary Data
OK | Small 1 | Storage | Commercial | 19.5 | 78 | 1460 | 16.67% | 87% | 87% | 87% | 100% | 100% | 96% | 10 | 15 | Tulsa, OK | 2016 | NREL ATB: Commercial Battery Storage | LBL Tracking the Sun | DNV Proprietary Data
OK | Small 1 | Storage | Commercial | 22.8 | 91.2 | 1460 | 16.67% | 87% | 87% | 87% | 100% | 100% | 96.5% | 10 | 15 | Tulsa, OK | 2017 | NREL ATB: Commercial Battery Storage | LBL Tracking the Sun | DNV Proprietary Data
OK | Small 1 | Storage | Commercial | 23.1 | 92.4 | 1460 | 16.67% | 88% | 88% | 88% | 100% | 100% | 96.5% | 10 | 15 | Tulsa, OK | 2018 | NREL ATB: Commercial Battery Storage | LBL Tracking the Sun | DNV Proprietary Data
OK | Small 1 | Storage | Commercial | 22.5 | 90 | 1460 | 16.67% | 88% | 88% | 88% | 100% | 100% | 97% | 10 | 15 | Tulsa, OK | 2019 | NREL ATB: Commercial Battery Storage | LBL Tracking the Sun | DNV Proprietary Data
OK | Small 1 | Storage | Commercial | 21.4 | 85.6 | 1460 | 16.67% | 89% | 89% | 89% | 100% | 100% | 97% | 10 | 15 | Tulsa, OK | 2020 | NREL ATB: Commercial Battery Storage | LBL Tracking the Sun | DNV Proprietary Data
OK | Small 1 | Storage | Commercial | 19.2 | 76.8 | 1460 | 16.67% | 90% | 90% | 90% | 100% | 100% | 97.5% | 10 | 15 | Tulsa, OK | 2021 | NREL ATB: Commercial Battery Storage | LBL Tracking the Sun | DNV Proprietary Data
OK | Small 1 | Storage | Commercial | 20 | 80 | 1460 | 16.67% | 90% | 90% | 90% | 100% | 100% | 97.5% | 10 | 15 | Tulsa, OK | 2022 | NREL ATB: Commercial Battery Storage | LBL Tracking the Sun | DNV Proprietary Data
OK | Small 2 | Storage | Commercial | 60 | 240 | 1460 | 16.67% | 85% | 85% | 85% | 100% | 100% | 95% | 10 | 15 | Tulsa, OK | 2012 | NREL ATB: Commercial Battery Storage | LBL Tracking the Sun | DNV Proprietary Data
OK | Small 2 | Storage | Commercial | 60 | 240 | 1460 | 16.67% | 86% | 86% | 86% | 100% | 100% | 95% | 10 | 15 | Tulsa, OK | 2013 | NREL ATB: Commercial Battery Storage | LBL Tracking the Sun | DNV Proprietary Data
OK | Small 2 | Storage | Commercial | 60 | 240 | 1460 | 16.67% | 86% | 86% | 86% | 100% | 100% | 96% | 10 | 15 | Tulsa, OK | 2014 | NREL ATB: Commercial Battery Storage | LBL Tracking the Sun | DNV Proprietary Data
OK | Small 2 | Storage | Commercial | 60 | 240 | 1460 | 16.67% | 87% | 87% | 87% | 100% | 100% | 96% | 10 | 15 | Tulsa, OK | 2015 | NREL ATB: Commercial Battery Storage | LBL Tracking the Sun | DNV Proprietary Data
OK | Small 2 | Storage | Commercial | 60 | 240 | 1460 | 16.67% | 87% | 87% | 87% | 100% | 100% | 96% | 10 | 15 | Tulsa, OK | 2016 | NREL ATB: Commercial Battery Storage | LBL Tracking the Sun | DNV Proprietary Data
OK | Small 2 | Storage | Commercial | 60 | 240 | 1460 | 16.67% | 87% | 87% | 87% | 100% | 100% | 96.5% | 10 | 15 | Tulsa, OK | 2017 | NREL ATB: Commercial Battery Storage | LBL Tracking the Sun | DNV Proprietary Data
OK | Small 2 | Storage | Commercial | 60 | 240 | 1460 | 16.67% | 88% | 88% | 88% | 100% | 100% | 96.5% | 10 | 15 | Tulsa, OK | 2018 | NREL ATB: Commercial Battery Storage | LBL Tracking the Sun | DNV Proprietary Data
OK | Small 2 | Storage | Commercial | 60 | 240 | 1460 | 16.67% | 88% | 88% | 88% | 100% | 100% | 97% | 10 | 15 | Tulsa, OK | 2019 | NREL ATB: Commercial Battery Storage | LBL Tracking the Sun | DNV Proprietary Data
OK | Small 2 | Storage | Commercial | 60 | 240 | 1460 | 16.67% | 89% | 89% | 89% | 100% | 100% | 97% | 10 | 15 | Tulsa, OK | 2020 | NREL ATB: Commercial Battery Storage | LBL Tracking the Sun | DNV Proprietary Data
OK | Small 2 | Storage | Commercial | 60 | 240 | 1460 | 16.67% | 90% | 90% | 90% | 100% | 100% | 97.5% | 10 | 15 | Tulsa, OK | 2021 | NREL ATB: Commercial Battery Storage | LBL Tracking the Sun | DNV Proprietary Data
OK | Small 2 | Storage | Commercial | 60 | 240 | 1460 | 16.67% | 90% | 90% | 90% | 100% | 100% | 97.5% | 10 | 15 | Tulsa, OK | 2022 | NREL ATB: Commercial Battery Storage | LBL Tracking the Sun | DNV Proprietary Data
OR | Large 1 | Storage | Commercial | 300 | 1200 | 1460 | 16.67% | 85% | 85% | 85% | 100% | 100% | 95% | 10 | 15 | Portland, OR | 2012 | NREL ATB: Commercial Battery Storage | LBL Tracking the Sun | DNV Proprietary Data
OR | Large 1 | Storage | Commercial | 300 | 1200 | 1460 | 16.67% | 86% | 86% | 86% | 100% | 100% | 95% | 10 | 15 | Portland, OR | 2013 | NREL ATB: Commercial Battery Storage | LBL Tracking the Sun | DNV Proprietary Data
OR | Large 1 | Storage | Commercial | 300 | 1200 | 1460 | 16.67% | 86% | 86% | 86% | 100% | 100% | 96% | 10 | 15 | Portland, OR | 2014 | NREL ATB: Commercial Battery Storage | LBL Tracking the Sun | DNV Proprietary Data
OR | Large 1 | Storage | Commercial | 300 | 1200 | 1460 | 16.67% | 87% | 87% | 87% | 100% | 100% | 96% | 10 | 15 | Portland, OR | 2015 | NREL ATB: Commercial Battery Storage | LBL Tracking the Sun | DNV Proprietary Data
OR | Large 1 | Storage | Commercial | 300 | 1200 | 1460 | 16.67% | 87% | 87% | 87% | 100% | 100% | 96% | 10 | 15 | Portland, OR | 2016 | NREL ATB: Commercial Battery Storage | LBL Tracking the Sun | DNV Proprietary Data
OR | Large 1 | Storage | Commercial | 300 | 1200 | 1460 | 16.67% | 87% | 87% | 87% | 100% | 100% | 96.5% | 10 | 15 | Portland, OR | 2017 | NREL ATB: Commercial Battery Storage | LBL Tracking the Sun | DNV Proprietary Data
OR | Large 1 | Storage | Commercial | 300 | 1200 | 1460 | 16.67% | 88% | 88% | 88% | 100% | 100% | 96.5% | 10 | 15 | Portland, OR | 2018 | NREL ATB: Commercial Battery Storage | LBL Tracking the Sun | DNV Proprietary Data
OR | Large 1 | Storage | Commercial | 300 | 1200 | 1460 | 16.67% | 88% | 88% | 88% | 100% | 100% | 97% | 10 | 15 | Portland, OR | 2019 | NREL ATB: Commercial Battery Storage | LBL Tracking the Sun | DNV Proprietary Data
OR | Large 1 | Storage | Commercial | 300 | 1200 | 1460 | 16.67% | 89% | 89% | 89% | 100% | 100% | 97% | 10 | 15 | Portland, OR | 2020 | NREL ATB: Commercial Battery Storage | LBL Tracking the Sun | DNV Proprietary Data
OR | Large 1 | Storage | Commercial | 300 | 1200 | 1460 | 16.67% | 90% | 90% | 90% | 100% | 100% | 97.5% | 10 | 15 | Portland, OR | 2021 | NREL ATB: Commercial Battery Storage | LBL Tracking the Sun | DNV Proprietary Data
OR | Large 1 | Storage | Commercial | 300 | 1200 | 1460 | 16.67% | 90% | 90% | 90% | 100% | 100% | 97.5% | 10 | 15 | Portland, OR | 2022 | NREL ATB: Commercial Battery Storage | LBL Tracking the Sun | DNV Proprietary Data
OR | Medium | Storage | Commercial | 150 | 600 | 1460 | 16.67% | 85% | 85% | 85% | 100% | 100% | 95% | 10 | 15 | Portland, OR | 2012 | NREL ATB: Commercial Battery Storage | LBL Tracking the Sun | DNV Proprietary Data
OR | Medium | Storage | Commercial | 150 | 600 | 1460 | 16.67% | 86% | 86% | 86% | 100% | 100% | 95% | 10 | 15 | Portland, OR | 2013 | NREL ATB: Commercial Battery Storage | LBL Tracking the Sun | DNV Proprietary Data
OR | Medium | Storage | Commercial | 150 | 600 | 1460 | 16.67% | 86% | 86% | 86% | 100% | 100% | 96% | 10 | 15 | Portland, OR | 2014 | NREL ATB: Commercial Battery Storage | LBL Tracking the Sun | DNV Proprietary Data
OR | Medium | Storage | Commercial | 150 | 600 | 1460 | 16.67% | 87% | 87% | 87% | 100% | 100% | 96% | 10 | 15 | Portland, OR | 2015 | NREL ATB: Commercial Battery Storage | LBL Tracking the Sun | DNV Proprietary Data
OR | Medium | Storage | Commercial | 150 | 600 | 1460 | 16.67% | 87% | 87% | 87% | 100% | 100% | 96% | 10 | 15 | Portland, OR | 2016 | NREL ATB: Commercial Battery Storage | LBL Tracking the Sun | DNV Proprietary Data
OR | Medium | Storage | Commercial | 150 | 600 | 1460 | 16.67% | 87% | 87% | 87% | 100% | 100% | 96.5% | 10 | 15 | Portland, OR | 2017 | NREL ATB: Commercial Battery Storage | LBL Tracking the Sun | DNV Proprietary Data
OR | Medium | Storage | Commercial | 150 | 600 | 1460 | 16.67% | 88% | 88% | 88% | 100% | 100% | 96.5% | 10 | 15 | Portland, OR | 2018 | NREL ATB: Commercial Battery Storage | LBL Tracking the Sun | DNV Proprietary Data
OR | Medium | Storage | Commercial | 150 | 600 | 1460 | 16.67% | 88% | 88% | 88% | 100% | 100% | 97% | 10 | 15 | Portland, OR | 2019 | NREL ATB: Commercial Battery Storage | LBL Tracking the Sun | DNV Proprietary Data
OR | Medium | Storage | Commercial | 150 | 600 | 1460 | 16.67% | 89% | 89% | 89% | 100% | 100% | 97% | 10 | 15 | Portland, OR | 2020 | NREL ATB: Commercial Battery Storage | LBL Tracking the Sun | DNV Proprietary Data
OR | Medium | Storage | Commercial | 150 | 600 | 1460 | 16.67% | 90% | 90% | 90% | 100% | 100% | 97.5% | 10 | 15 | Portland, OR | 2021 | NREL ATB: Commercial Battery Storage | LBL Tracking the Sun | DNV Proprietary Data
OR | Medium | Storage | Commercial | 150 | 600 | 1460 | 16.67% | 90% | 90% | 90% | 100% | 100% | 97.5% | 10 | 15 | Portland, OR | 2022 | NREL ATB: Commercial Battery Storage | LBL Tracking the Sun | DNV Proprietary Data
OR | Small 1 | Storage | Commercial | 19.9 | 79.6 | 1460 | 16.67% | 85% | 85% | 85% | 100% | 100% | 95% | 10 | 15 | Portland, OR | 2012 | NREL ATB: Commercial Battery Storage | LBL Tracking the Sun | DNV Proprietary Data
OR | Small 1 | Storage | Commercial | 22 | 88 | 1460 | 16.67% | 86% | 86% | 86% | 100% | 100% | 95% | 10 | 15 | Portland, OR | 2013 | NREL ATB: Commercial Battery Storage | LBL Tracking the Sun | DNV Proprietary Data
OR | Small 1 | Storage | Commercial | 20.4 | 81.6 | 1460 | 16.67% | 86% | 86% | 86% | 100% | 100% | 96% | 10 | 15 | Portland, OR | 2014 | NREL ATB: Commercial Battery Storage | LBL Tracking the Sun | DNV Proprietary Data
OR | Small 1 | Storage | Commercial | 19.3 | 77.2 | 1460 | 16.67% | 87% | 87% | 87% | 100% | 100% | 96% | 10 | 15 | Portland, OR | 2015 | NREL ATB: Commercial Battery Storage | LBL Tracking the Sun | DNV Proprietary Data
OR | Small 1 | Storage | Commercial | 19.5 | 78 | 1460 | 16.67% | 87% | 87% | 87% | 100% | 100% | 96% | 10 | 15 | Portland, OR | 2016 | NREL ATB: Commercial Battery Storage | LBL Tracking the Sun | DNV Proprietary Data
OR | Small 1 | Storage | Commercial | 22.8 | 91.2 | 1460 | 16.67% | 87% | 87% | 87% | 100% | 100% | 96.5% | 10 | 15 | Portland, OR | 2017 | NREL ATB: Commercial Battery Storage | LBL Tracking the Sun | DNV Proprietary Data
OR | Small 1 | Storage | Commercial | 23.1 | 92.4 | 1460 | 16.67% | 88% | 88% | 88% | 100% | 100% | 96.5% | 10 | 15 | Portland, OR | 2018 | NREL ATB: Commercial Battery Storage | LBL Tracking the Sun | DNV Proprietary Data
OR | Small 1 | Storage | Commercial | 22.5 | 90 | 1460 | 16.67% | 88% | 88% | 88% | 100% | 100% | 97% | 10 | 15 | Portland, OR | 2019 | NREL ATB: Commercial Battery Storage | LBL Tracking the Sun | DNV Proprietary Data
OR | Small 1 | Storage | Commercial | 21.4 | 85.6 | 1460 | 16.67% | 89% | 89% | 89% | 100% | 100% | 97% | 10 | 15 | Portland, OR | 2020 | NREL ATB: Commercial Battery Storage | LBL Tracking the Sun | DNV Proprietary Data
OR | Small 1 | Storage | Commercial | 19.2 | 76.8 | 1460 | 16.67% | 90% | 90% | 90% | 100% | 100% | 97.5% | 10 | 15 | Portland, OR | 2021 | NREL ATB: Commercial Battery Storage | LBL Tracking the Sun | DNV Proprietary Data
OR | Small 1 | Storage | Commercial | 20 | 80 | 1460 | 16.67% | 90% | 90% | 90% | 100% | 100% | 97.5% | 10 | 15 | Portland, OR | 2022 | NREL ATB: Commercial Battery Storage | LBL Tracking the Sun | DNV Proprietary Data
OR | Small 2 | Storage | Commercial | 60 | 240 | 1460 | 16.67% | 85% | 85% | 85% | 100% | 100% | 95% | 10 | 15 | Portland, OR | 2012 | NREL ATB: Commercial Battery Storage | LBL Tracking the Sun | DNV Proprietary Data
OR | Small 2 | Storage | Commercial | 60 | 240 | 1460 | 16.67% | 86% | 86% | 86% | 100% | 100% | 95% | 10 | 15 | Portland, OR | 2013 | NREL ATB: Commercial Battery Storage | LBL Tracking the Sun | DNV Proprietary Data
OR | Small 2 | Storage | Commercial | 60 | 240 | 1460 | 16.67% | 86% | 86% | 86% | 100% | 100% | 96% | 10 | 15 | Portland, OR | 2014 | NREL ATB: Commercial Battery Storage | LBL Tracking the Sun | DNV Proprietary Data
OR | Small 2 | Storage | Commercial | 60 | 240 | 1460 | 16.67% | 87% | 87% | 87% | 100% | 100% | 96% | 10 | 15 | Portland, OR | 2015 | NREL ATB: Commercial Battery Storage | LBL Tracking the Sun | DNV Proprietary Data
OR | Small 2 | Storage | Commercial | 60 | 240 | 1460 | 16.67% | 87% | 87% | 87% | 100% | 100% | 96% | 10 | 15 | Portland, OR | 2016 | NREL ATB: Commercial Battery Storage | LBL Tracking the Sun | DNV Proprietary Data
OR | Small 2 | Storage | Commercial | 60 | 240 | 1460 | 16.67% | 87% | 87% | 87% | 100% | 100% | 96.5% | 10 | 15 | Portland, OR | 2017 | NREL ATB: Commercial Battery Storage | LBL Tracking the Sun | DNV Proprietary Data
OR | Small 2 | Storage | Commercial | 60 | 240 | 1460 | 16.67% | 88% | 88% | 88% | 100% | 100% | 96.5% | 10 | 15 | Portland, OR | 2018 | NREL ATB: Commercial Battery Storage | LBL Tracking the Sun | DNV Proprietary Data
OR | Small 2 | Storage | Commercial | 60 | 240 | 1460 | 16.67% | 88% | 88% | 88% | 100% | 100% | 97% | 10 | 15 | Portland, OR | 2019 | NREL ATB: Commercial Battery Storage | LBL Tracking the Sun | DNV Proprietary Data
OR | Small 2 | Storage | Commercial | 60 | 240 | 1460 | 16.67% | 89% | 89% | 89% | 100% | 100% | 97% | 10 | 15 | Portland, OR | 2020 | NREL ATB: Commercial Battery Storage | LBL Tracking the Sun | DNV Proprietary Data
OR | Small 2 | Storage | Commercial | 60 | 240 | 1460 | 16.67% | 90% | 90% | 90% | 100% | 100% | 97.5% | 10 | 15 | Portland, OR | 2021 | NREL ATB: Commercial Battery Storage | LBL Tracking the Sun | DNV Proprietary Data
OR | Small 2 | Storage | Commercial | 60 | 240 | 1460 | 16.67% | 90% | 90% | 90% | 100% | 100% | 97.5% | 10 | 15 | Portland, OR | 2022 | NREL ATB: Commercial Battery Storage | LBL Tracking the Sun | DNV Proprietary Data
PA | Large 1 | Storage | Commercial | 300 | 1200 | 1460 | 16.67% | 85% | 85% | 85% | 100% | 100% | 95% | 10 | 15 | Harrisburg, PA | 2012 | NREL ATB: Commercial Battery Storage | LBL Tracking the Sun | DNV Proprietary Data
PA | Large 1 | Storage | Commercial | 300 | 1200 | 1460 | 16.67% | 86% | 86% | 86% | 100% | 100% | 95% | 10 | 15 | Harrisburg, PA | 2013 | NREL ATB: Commercial Battery Storage | LBL Tracking the Sun | DNV Proprietary Data
PA | Large 1 | Storage | Commercial | 300 | 1200 | 1460 | 16.67% | 86% | 86% | 86% | 100% | 100% | 96% | 10 | 15 | Harrisburg, PA | 2014 | NREL ATB: Commercial Battery Storage | LBL Tracking the Sun | DNV Proprietary Data
PA | Large 1 | Storage | Commercial | 300 | 1200 | 1460 | 16.67% | 87% | 87% | 87% | 100% | 100% | 96% | 10 | 15 | Harrisburg, PA | 2015 | NREL ATB: Commercial Battery Storage | LBL Tracking the Sun | DNV Proprietary Data
PA | Large 1 | Storage | Commercial | 300 | 1200 | 1460 | 16.67% | 87% | 87% | 87% | 100% | 100% | 96% | 10 | 15 | Harrisburg, PA | 2016 | NREL ATB: Commercial Battery Storage | LBL Tracking the Sun | DNV Proprietary Data
PA | Large 1 | Storage | Commercial | 300 | 1200 | 1460 | 16.67% | 87% | 87% | 87% | 100% | 100% | 96.5% | 10 | 15 | Harrisburg, PA | 2017 | NREL ATB: Commercial Battery Storage | LBL Tracking the Sun | DNV Proprietary Data
PA | Large 1 | Storage | Commercial | 300 | 1200 | 1460 | 16.67% | 88% | 88% | 88% | 100% | 100% | 96.5% | 10 | 15 | Harrisburg, PA | 2018 | NREL ATB: Commercial Battery Storage | LBL Tracking the Sun | DNV Proprietary Data
PA | Large 1 | Storage | Commercial | 300 | 1200 | 1460 | 16.67% | 88% | 88% | 88% | 100% | 100% | 97% | 10 | 15 | Harrisburg, PA | 2019 | NREL ATB: Commercial Battery Storage | LBL Tracking the Sun | DNV Proprietary Data
PA | Large 1 | Storage | Commercial | 300 | 1200 | 1460 | 16.67% | 89% | 89% | 89% | 100% | 100% | 97% | 10 | 15 | Harrisburg, PA | 2020 | NREL ATB: Commercial Battery Storage | LBL Tracking the Sun | DNV Proprietary Data
PA | Large 1 | Storage | Commercial | 300 | 1200 | 1460 | 16.67% | 90% | 90% | 90% | 100% | 100% | 97.5% | 10 | 15 | Harrisburg, PA | 2021 | NREL ATB: Commercial Battery Storage | LBL Tracking the Sun | DNV Proprietary Data
PA | Large 1 | Storage | Commercial | 300 | 1200 | 1460 | 16.67% | 90% | 90% | 90% | 100% | 100% | 97.5% | 10 | 15 | Harrisburg, PA | 2022 | NREL ATB: Commercial Battery Storage | LBL Tracking the Sun | DNV Proprietary Data
PA | Medium | Storage | Commercial | 150 | 600 | 1460 | 16.67% | 85% | 85% | 85% | 100% | 100% | 95% | 10 | 15 | Harrisburg, PA | 2012 | NREL ATB: Commercial Battery Storage | LBL Tracking the Sun | DNV Proprietary Data
PA | Medium | Storage | Commercial | 150 | 600 | 1460 | 16.67% | 86% | 86% | 86% | 100% | 100% | 95% | 10 | 15 | Harrisburg, PA | 2013 | NREL ATB: Commercial Battery Storage | LBL Tracking the Sun | DNV Proprietary Data
PA | Medium | Storage | Commercial | 150 | 600 | 1460 | 16.67% | 86% | 86% | 86% | 100% | 100% | 96% | 10 | 15 | Harrisburg, PA | 2014 | NREL ATB: Commercial Battery Storage | LBL Tracking the Sun | DNV Proprietary Data
PA | Medium | Storage | Commercial | 150 | 600 | 1460 | 16.67% | 87% | 87% | 87% | 100% | 100% | 96% | 10 | 15 | Harrisburg, PA | 2015 | NREL ATB: Commercial Battery Storage | LBL Tracking the Sun | DNV Proprietary Data
PA | Medium | Storage | Commercial | 150 | 600 | 1460 | 16.67% | 87% | 87% | 87% | 100% | 100% | 96% | 10 | 15 | Harrisburg, PA | 2016 | NREL ATB: Commercial Battery Storage | LBL Tracking the Sun | DNV Proprietary Data
PA | Medium | Storage | Commercial | 150 | 600 | 1460 | 16.67% | 87% | 87% | 87% | 100% | 100% | 96.5% | 10 | 15 | Harrisburg, PA | 2017 | NREL ATB: Commercial Battery Storage | LBL Tracking the Sun | DNV Proprietary Data
PA | Medium | Storage | Commercial | 150 | 600 | 1460 | 16.67% | 88% | 88% | 88% | 100% | 100% | 96.5% | 10 | 15 | Harrisburg, PA | 2018 | NREL ATB: Commercial Battery Storage | LBL Tracking the Sun | DNV Proprietary Data
PA | Medium | Storage | Commercial | 150 | 600 | 1460 | 16.67% | 88% | 88% | 88% | 100% | 100% | 97% | 10 | 15 | Harrisburg, PA | 2019 | NREL ATB: Commercial Battery Storage | LBL Tracking the Sun | DNV Proprietary Data
PA | Medium | Storage | Commercial | 150 | 600 | 1460 | 16.67% | 89% | 89% | 89% | 100% | 100% | 97% | 10 | 15 | Harrisburg, PA | 2020 | NREL ATB: Commercial Battery Storage | LBL Tracking the Sun | DNV Proprietary Data
PA | Medium | Storage | Commercial | 150 | 600 | 1460 | 16.67% | 90% | 90% | 90% | 100% | 100% | 97.5% | 10 | 15 | Harrisburg, PA | 2021 | NREL ATB: Commercial Battery Storage | LBL Tracking the Sun | DNV Proprietary Data
PA | Medium | Storage | Commercial | 150 | 600 | 1460 | 16.67% | 90% | 90% | 90% | 100% | 100% | 97.5% | 10 | 15 | Harrisburg, PA | 2022 | NREL ATB: Commercial Battery Storage | LBL Tracking the Sun | DNV Proprietary Data
PA | Small 1 | Storage | Commercial | 19.9 | 79.6 | 1460 | 16.67% | 85% | 85% | 85% | 100% | 100% | 95% | 10 | 15 | Harrisburg, PA | 2012 | NREL ATB: Commercial Battery Storage | LBL Tracking the Sun | DNV Proprietary Data
PA | Small 1 | Storage | Commercial | 22 | 88 | 1460 | 16.67% | 86% | 86% | 86% | 100% | 100% | 95% | 10 | 15 | Harrisburg, PA | 2013 | NREL ATB: Commercial Battery Storage | LBL Tracking the Sun | DNV Proprietary Data
PA | Small 1 | Storage | Commercial | 20.4 | 81.6 | 1460 | 16.67% | 86% | 86% | 86% | 100% | 100% | 96% | 10 | 15 | Harrisburg, PA | 2014 | NREL ATB: Commercial Battery Storage | LBL Tracking the Sun | DNV Proprietary Data
PA | Small 1 | Storage | Commercial | 19.3 | 77.2 | 1460 | 16.67% | 87% | 87% | 87% | 100% | 100% | 96% | 10 | 15 | Harrisburg, PA | 2015 | NREL ATB: Commercial Battery Storage | LBL Tracking the Sun | DNV Proprietary Data
PA | Small 1 | Storage | Commercial | 19.5 | 78 | 1460 | 16.67% | 87% | 87% | 87% | 100% | 100% | 96% | 10 | 15 | Harrisburg, PA | 2016 | NREL ATB: Commercial Battery Storage | LBL Tracking the Sun | DNV Proprietary Data
PA | Small 1 | Storage | Commercial | 22.8 | 91.2 | 1460 | 16.67% | 87% | 87% | 87% | 100% | 100% | 96.5% | 10 | 15 | Harrisburg, PA | 2017 | NREL ATB: Commercial Battery Storage | LBL Tracking the Sun | DNV Proprietary Data
PA | Small 1 | Storage | Commercial | 23.1 | 92.4 | 1460 | 16.67% | 88% | 88% | 88% | 100% | 100% | 96.5% | 10 | 15 | Harrisburg, PA | 2018 | NREL ATB: Commercial Battery Storage | LBL Tracking the Sun | DNV Proprietary Data
PA | Small 1 | Storage | Commercial | 22.5 | 90 | 1460 | 16.67% | 88% | 88% | 88% | 100% | 100% | 97% | 10 | 15 | Harrisburg, PA | 2019 | NREL ATB: Commercial Battery Storage | LBL Tracking the Sun | DNV Proprietary Data
PA | Small 1 | Storage | Commercial | 21.4 | 85.6 | 1460 | 16.67% | 89% | 89% | 89% | 100% | 100% | 97% | 10 | 15 | Harrisburg, PA | 2020 | NREL ATB: Commercial Battery Storage | LBL Tracking the Sun | DNV Proprietary Data
PA | Small 1 | Storage | Commercial | 19.2 | 76.8 | 1460 | 16.67% | 90% | 90% | 90% | 100% | 100% | 97.5% | 10 | 15 | Harrisburg, PA | 2021 | NREL ATB: Commercial Battery Storage | LBL Tracking the Sun | DNV Proprietary Data
PA | Small 1 | Storage | Commercial | 20 | 80 | 1460 | 16.67% | 90% | 90% | 90% | 100% | 100% | 97.5% | 10 | 15 | Harrisburg, PA | 2022 | NREL ATB: Commercial Battery Storage | LBL Tracking the Sun | DNV Proprietary Data
PA | Small 2 | Storage | Commercial | 60 | 240 | 1460 | 16.67% | 85% | 85% | 85% | 100% | 100% | 95% | 10 | 15 | Harrisburg, PA | 2012 | NREL ATB: Commercial Battery Storage | LBL Tracking the Sun | DNV Proprietary Data
PA | Small 2 | Storage | Commercial | 60 | 240 | 1460 | 16.67% | 86% | 86% | 86% | 100% | 100% | 95% | 10 | 15 | Harrisburg, PA | 2013 | NREL ATB: Commercial Battery Storage | LBL Tracking the Sun | DNV Proprietary Data
PA | Small 2 | Storage | Commercial | 60 | 240 | 1460 | 16.67% | 86% | 86% | 86% | 100% | 100% | 96% | 10 | 15 | Harrisburg, PA | 2014 | NREL ATB: Commercial Battery Storage | LBL Tracking the Sun | DNV Proprietary Data
PA | Small 2 | Storage | Commercial | 60 | 240 | 1460 | 16.67% | 87% | 87% | 87% | 100% | 100% | 96% | 10 | 15 | Harrisburg, PA | 2015 | NREL ATB: Commercial Battery Storage | LBL Tracking the Sun | DNV Proprietary Data
PA | Small 2 | Storage | Commercial | 60 | 240 | 1460 | 16.67% | 87% | 87% | 87% | 100% | 100% | 96% | 10 | 15 | Harrisburg, PA | 2016 | NREL ATB: Commercial Battery Storage | LBL Tracking the Sun | DNV Proprietary Data
PA | Small 2 | Storage | Commercial | 60 | 240 | 1460 | 16.67% | 87% | 87% | 87% | 100% | 100% | 96.5% | 10 | 15 | Harrisburg, PA | 2017 | NREL ATB: Commercial Battery Storage | LBL Tracking the Sun | DNV Proprietary Data
PA | Small 2 | Storage | Commercial | 60 | 240 | 1460 | 16.67% | 88% | 88% | 88% | 100% | 100% | 96.5% | 10 | 15 | Harrisburg, PA | 2018 | NREL ATB: Commercial Battery Storage | LBL Tracking the Sun | DNV Proprietary Data
PA | Small 2 | Storage | Commercial | 60 | 240 | 1460 | 16.67% | 88% | 88% | 88% | 100% | 100% | 97% | 10 | 15 | Harrisburg, PA | 2019 | NREL ATB: Commercial Battery Storage | LBL Tracking the Sun | DNV Proprietary Data
PA | Small 2 | Storage | Commercial | 60 | 240 | 1460 | 16.67% | 89% | 89% | 89% | 100% | 100% | 97% | 10 | 15 | Harrisburg, PA | 2020 | NREL ATB: Commercial Battery Storage | LBL Tracking the Sun | DNV Proprietary Data
PA | Small 2 | Storage | Commercial | 60 | 240 | 1460 | 16.67% | 90% | 90% | 90% | 100% | 100% | 97.5% | 10 | 15 | Harrisburg, PA | 2021 | NREL ATB: Commercial Battery Storage | LBL Tracking the Sun | DNV Proprietary Data
PA | Small 2 | Storage | Commercial | 60 | 240 | 1460 | 16.67% | 90% | 90% | 90% | 100% | 100% | 97.5% | 10 | 15 | Harrisburg, PA | 2022 | NREL ATB: Commercial Battery Storage | LBL Tracking the Sun | DNV Proprietary Data
RI | Large 1 | Storage | Commercial | 300 | 1200 | 1460 | 16.67% | 85% | 85% | 85% | 100% | 100% | 95% | 10 | 15 | Providence, RI | 2012 | NREL ATB: Commercial Battery Storage | LBL Tracking the Sun | DNV Proprietary Data
RI | Large 1 | Storage | Commercial | 300 | 1200 | 1460 | 16.67% | 86% | 86% | 86% | 100% | 100% | 95% | 10 | 15 | Providence, RI | 2013 | NREL ATB: Commercial Battery Storage | LBL Tracking the Sun | DNV Proprietary Data
RI | Large 1 | Storage | Commercial | 300 | 1200 | 1460 | 16.67% | 86% | 86% | 86% | 100% | 100% | 96% | 10 | 15 | Providence, RI | 2014 | NREL ATB: Commercial Battery Storage | LBL Tracking the Sun | DNV Proprietary Data
RI | Large 1 | Storage | Commercial | 300 | 1200 | 1460 | 16.67% | 87% | 87% | 87% | 100% | 100% | 96% | 10 | 15 | Providence, RI | 2015 | NREL ATB: Commercial Battery Storage | LBL Tracking the Sun | DNV Proprietary Data
RI | Large 1 | Storage | Commercial | 300 | 1200 | 1460 | 16.67% | 87% | 87% | 87% | 100% | 100% | 96% | 10 | 15 | Providence, RI | 2016 | NREL ATB: Commercial Battery Storage | LBL Tracking the Sun | DNV Proprietary Data
RI | Large 1 | Storage | Commercial | 300 | 1200 | 1460 | 16.67% | 87% | 87% | 87% | 100% | 100% | 96.5% | 10 | 15 | Providence, RI | 2017 | NREL ATB: Commercial Battery Storage | LBL Tracking the Sun | DNV Proprietary Data
RI | Large 1 | Storage | Commercial | 300 | 1200 | 1460 | 16.67% | 88% | 88% | 88% | 100% | 100% | 96.5% | 10 | 15 | Providence, RI | 2018 | NREL ATB: Commercial Battery Storage | LBL Tracking the Sun | DNV Proprietary Data
RI | Large 1 | Storage | Commercial | 300 | 1200 | 1460 | 16.67% | 88% | 88% | 88% | 100% | 100% | 97% | 10 | 15 | Providence, RI | 2019 | NREL ATB: Commercial Battery Storage | LBL Tracking the Sun | DNV Proprietary Data
RI | Large 1 | Storage | Commercial | 300 | 1200 | 1460 | 16.67% | 89% | 89% | 89% | 100% | 100% | 97% | 10 | 15 | Providence, RI | 2020 | NREL ATB: Commercial Battery Storage | LBL Tracking the Sun | DNV Proprietary Data
RI | Large 1 | Storage | Commercial | 300 | 1200 | 1460 | 16.67% | 90% | 90% | 90% | 100% | 100% | 97.5% | 10 | 15 | Providence, RI | 2021 | NREL ATB: Commercial Battery Storage | LBL Tracking the Sun | DNV Proprietary Data
RI | Large 1 | Storage | Commercial | 300 | 1200 | 1460 | 16.67% | 90% | 90% | 90% | 100% | 100% | 97.5% | 10 | 15 | Providence, RI | 2022 | NREL ATB: Commercial Battery Storage | LBL Tracking the Sun | DNV Proprietary Data
RI | Medium | Storage | Commercial | 150 | 600 | 1460 | 16.67% | 85% | 85% | 85% | 100% | 100% | 95% | 10 | 15 | Providence, RI | 2012 | NREL ATB: Commercial Battery Storage | LBL Tracking the Sun | DNV Proprietary Data
RI | Medium | Storage | Commercial | 150 | 600 | 1460 | 16.67% | 86% | 86% | 86% | 100% | 100% | 95% | 10 | 15 | Providence, RI | 2013 | NREL ATB: Commercial Battery Storage | LBL Tracking the Sun | DNV Proprietary Data
RI | Medium | Storage | Commercial | 150 | 600 | 1460 | 16.67% | 86% | 86% | 86% | 100% | 100% | 96% | 10 | 15 | Providence, RI | 2014 | NREL ATB: Commercial Battery Storage | LBL Tracking the Sun | DNV Proprietary Data
RI | Medium | Storage | Commercial | 150 | 600 | 1460 | 16.67% | 87% | 87% | 87% | 100% | 100% | 96% | 10 | 15 | Providence, RI | 2015 | NREL ATB: Commercial Battery Storage | LBL Tracking the Sun | DNV Proprietary Data
RI | Medium | Storage | Commercial | 150 | 600 | 1460 | 16.67% | 87% | 87% | 87% | 100% | 100% | 96% | 10 | 15 | Providence, RI | 2016 | NREL ATB: Commercial Battery Storage | LBL Tracking the Sun | DNV Proprietary Data
RI | Medium | Storage | Commercial | 150 | 600 | 1460 | 16.67% | 87% | 87% | 87% | 100% | 100% | 96.5% | 10 | 15 | Providence, RI | 2017 | NREL ATB: Commercial Battery Storage | LBL Tracking the Sun | DNV Proprietary Data
RI | Medium | Storage | Commercial | 150 | 600 | 1460 | 16.67% | 88% | 88% | 88% | 100% | 100% | 96.5% | 10 | 15 | Providence, RI | 2018 | NREL ATB: Commercial Battery Storage | LBL Tracking the Sun | DNV Proprietary Data
RI | Medium | Storage | Commercial | 150 | 600 | 1460 | 16.67% | 88% | 88% | 88% | 100% | 100% | 97% | 10 | 15 | Providence, RI | 2019 | NREL ATB: Commercial Battery Storage | LBL Tracking the Sun | DNV Proprietary Data
RI | Medium | Storage | Commercial | 150 | 600 | 1460 | 16.67% | 89% | 89% | 89% | 100% | 100% | 97% | 10 | 15 | Providence, RI | 2020 | NREL ATB: Commercial Battery Storage | LBL Tracking the Sun | DNV Proprietary Data
RI | Medium | Storage | Commercial | 150 | 600 | 1460 | 16.67% | 90% | 90% | 90% | 100% | 100% | 97.5% | 10 | 15 | Providence, RI | 2021 | NREL ATB: Commercial Battery Storage | LBL Tracking the Sun | DNV Proprietary Data
RI | Medium | Storage | Commercial | 150 | 600 | 1460 | 16.67% | 90% | 90% | 90% | 100% | 100% | 97.5% | 10 | 15 | Providence, RI | 2022 | NREL ATB: Commercial Battery Storage | LBL Tracking the Sun | DNV Proprietary Data
RI | Small 1 | Storage | Commercial | 19.9 | 79.6 | 1460 | 16.67% | 85% | 85% | 85% | 100% | 100% | 95% | 10 | 15 | Providence, RI | 2012 | NREL ATB: Commercial Battery Storage | LBL Tracking the Sun | DNV Proprietary Data
RI | Small 1 | Storage | Commercial | 22 | 88 | 1460 | 16.67% | 86% | 86% | 86% | 100% | 100% | 95% | 10 | 15 | Providence, RI | 2013 | NREL ATB: Commercial Battery Storage | LBL Tracking the Sun | DNV Proprietary Data
RI | Small 1 | Storage | Commercial | 20.4 | 81.6 | 1460 | 16.67% | 86% | 86% | 86% | 100% | 100% | 96% | 10 | 15 | Providence, RI | 2014 | NREL ATB: Commercial Battery Storage | LBL Tracking the Sun | DNV Proprietary Data
RI | Small 1 | Storage | Commercial | 19.3 | 77.2 | 1460 | 16.67% | 87% | 87% | 87% | 100% | 100% | 96% | 10 | 15 | Providence, RI | 2015 | NREL ATB: Commercial Battery Storage | LBL Tracking the Sun | DNV Proprietary Data
RI | Small 1 | Storage | Commercial | 19.5 | 78 | 1460 | 16.67% | 87% | 87% | 87% | 100% | 100% | 96% | 10 | 15 | Providence, RI | 2016 | NREL ATB: Commercial Battery Storage | LBL Tracking the Sun | DNV Proprietary Data
RI | Small 1 | Storage | Commercial | 22.8 | 91.2 | 1460 | 16.67% | 87% | 87% | 87% | 100% | 100% | 96.5% | 10 | 15 | Providence, RI | 2017 | NREL ATB: Commercial Battery Storage | LBL Tracking the Sun | DNV Proprietary Data
RI | Small 1 | Storage | Commercial | 23.1 | 92.4 | 1460 | 16.67% | 88% | 88% | 88% | 100% | 100% | 96.5% | 10 | 15 | Providence, RI | 2018 | NREL ATB: Commercial Battery Storage | LBL Tracking the Sun | DNV Proprietary Data
RI | Small 1 | Storage | Commercial | 22.5 | 90 | 1460 | 16.67% | 88% | 88% | 88% | 100% | 100% | 97% | 10 | 15 | Providence, RI | 2019 | NREL ATB: Commercial Battery Storage | LBL Tracking the Sun | DNV Proprietary Data
RI | Small 1 | Storage | Commercial | 21.4 | 85.6 | 1460 | 16.67% | 89% | 89% | 89% | 100% | 100% | 97% | 10 | 15 | Providence, RI | 2020 | NREL ATB: Commercial Battery Storage | LBL Tracking the Sun | DNV Proprietary Data
RI | Small 1 | Storage | Commercial | 19.2 | 76.8 | 1460 | 16.67% | 90% | 90% | 90% | 100% | 100% | 97.5% | 10 | 15 | Providence, RI | 2021 | NREL ATB: Commercial Battery Storage | LBL Tracking the Sun | DNV Proprietary Data
RI | Small 1 | Storage | Commercial | 20 | 80 | 1460 | 16.67% | 90% | 90% | 90% | 100% | 100% | 97.5% | 10 | 15 | Providence, RI | 2022 | NREL ATB: Commercial Battery Storage | LBL Tracking the Sun | DNV Proprietary Data
RI | Small 2 | Storage | Commercial | 60 | 240 | 1460 | 16.67% | 85% | 85% | 85% | 100% | 100% | 95% | 10 | 15 | Providence, RI | 2012 | NREL ATB: Commercial Battery Storage | LBL Tracking the Sun | DNV Proprietary Data
RI | Small 2 | Storage | Commercial | 60 | 240 | 1460 | 16.67% | 86% | 86% | 86% | 100% | 100% | 95% | 10 | 15 | Providence, RI | 2013 | NREL ATB: Commercial Battery Storage | LBL Tracking the Sun | DNV Proprietary Data
RI | Small 2 | Storage | Commercial | 60 | 240 | 1460 | 16.67% | 86% | 86% | 86% | 100% | 100% | 96% | 10 | 15 | Providence, RI | 2014 | NREL ATB: Commercial Battery Storage | LBL Tracking the Sun | DNV Proprietary Data
RI | Small 2 | Storage | Commercial | 60 | 240 | 1460 | 16.67% | 87% | 87% | 87% | 100% | 100% | 96% | 10 | 15 | Providence, RI | 2015 | NREL ATB: Commercial Battery Storage | LBL Tracking the Sun | DNV Proprietary Data
RI | Small 2 | Storage | Commercial | 60 | 240 | 1460 | 16.67% | 87% | 87% | 87% | 100% | 100% | 96% | 10 | 15 | Providence, RI | 2016 | NREL ATB: Commercial Battery Storage | LBL Tracking the Sun | DNV Proprietary Data
RI | Small 2 | Storage | Commercial | 60 | 240 | 1460 | 16.67% | 87% | 87% | 87% | 100% | 100% | 96.5% | 10 | 15 | Providence, RI | 2017 | NREL ATB: Commercial Battery Storage | LBL Tracking the Sun | DNV Proprietary Data
RI | Small 2 | Storage | Commercial | 60 | 240 | 1460 | 16.67% | 88% | 88% | 88% | 100% | 100% | 96.5% | 10 | 15 | Providence, RI | 2018 | NREL ATB: Commercial Battery Storage | LBL Tracking the Sun | DNV Proprietary Data
RI | Small 2 | Storage | Commercial | 60 | 240 | 1460 | 16.67% | 88% | 88% | 88% | 100% | 100% | 97% | 10 | 15 | Providence, RI | 2019 | NREL ATB: Commercial Battery Storage | LBL Tracking the Sun | DNV Proprietary Data
RI | Small 2 | Storage | Commercial | 60 | 240 | 1460 | 16.67% | 89% | 89% | 89% | 100% | 100% | 97% | 10 | 15 | Providence, RI | 2020 | NREL ATB: Commercial Battery Storage | LBL Tracking the Sun | DNV Proprietary Data
RI | Small 2 | Storage | Commercial | 60 | 240 | 1460 | 16.67% | 90% | 90% | 90% | 100% | 100% | 97.5% | 10 | 15 | Providence, RI | 2021 | NREL ATB: Commercial Battery Storage | LBL Tracking the Sun | DNV Proprietary Data
RI | Small 2 | Storage | Commercial | 60 | 240 | 1460 | 16.67% | 90% | 90% | 90% | 100% | 100% | 97.5% | 10 | 15 | Providence, RI | 2022 | NREL ATB: Commercial Battery Storage | LBL Tracking the Sun | DNV Proprietary Data
SC | Large 1 | Storage | Commercial | 300 | 1200 | 1460 | 16.67% | 85% | 85% | 85% | 100% | 100% | 95% | 10 | 15 | Columbia, SC | 2012 | NREL ATB: Commercial Battery Storage | LBL Tracking the Sun | DNV Proprietary Data
SC | Large 1 | Storage | Commercial | 300 | 1200 | 1460 | 16.67% | 86% | 86% | 86% | 100% | 100% | 95% | 10 | 15 | Columbia, SC | 2013 | NREL ATB: Commercial Battery Storage | LBL Tracking the Sun | DNV Proprietary Data
SC | Large 1 | Storage | Commercial | 300 | 1200 | 1460 | 16.67% | 86% | 86% | 86% | 100% | 100% | 96% | 10 | 15 | Columbia, SC | 2014 | NREL ATB: Commercial Battery Storage | LBL Tracking the Sun | DNV Proprietary Data
SC | Large 1 | Storage | Commercial | 300 | 1200 | 1460 | 16.67% | 87% | 87% | 87% | 100% | 100% | 96% | 10 | 15 | Columbia, SC | 2015 | NREL ATB: Commercial Battery Storage | LBL Tracking the Sun | DNV Proprietary Data
SC | Large 1 | Storage | Commercial | 300 | 1200 | 1460 | 16.67% | 87% | 87% | 87% | 100% | 100% | 96% | 10 | 15 | Columbia, SC | 2016 | NREL ATB: Commercial Battery Storage | LBL Tracking the Sun | DNV Proprietary Data
SC | Large 1 | Storage | Commercial | 300 | 1200 | 1460 | 16.67% | 87% | 87% | 87% | 100% | 100% | 96.5% | 10 | 15 | Columbia, SC | 2017 | NREL ATB: Commercial Battery Storage | LBL Tracking the Sun | DNV Proprietary Data
SC | Large 1 | Storage | Commercial | 300 | 1200 | 1460 | 16.67% | 88% | 88% | 88% | 100% | 100% | 96.5% | 10 | 15 | Columbia, SC | 2018 | NREL ATB: Commercial Battery Storage | LBL Tracking the Sun | DNV Proprietary Data
SC | Large 1 | Storage | Commercial | 300 | 1200 | 1460 | 16.67% | 88% | 88% | 88% | 100% | 100% | 97% | 10 | 15 | Columbia, SC | 2019 | NREL ATB: Commercial Battery Storage | LBL Tracking the Sun | DNV Proprietary Data
SC | Large 1 | Storage | Commercial | 300 | 1200 | 1460 | 16.67% | 89% | 89% | 89% | 100% | 100% | 97% | 10 | 15 | Columbia, SC | 2020 | NREL ATB: Commercial Battery Storage | LBL Tracking the Sun | DNV Proprietary Data
SC | Large 1 | Storage | Commercial | 300 | 1200 | 1460 | 16.67% | 90% | 90% | 90% | 100% | 100% | 97.5% | 10 | 15 | Columbia, SC | 2021 | NREL ATB: Commercial Battery Storage | LBL Tracking the Sun | DNV Proprietary Data
SC | Large 1 | Storage | Commercial | 300 | 1200 | 1460 | 16.67% | 90% | 90% | 90% | 100% | 100% | 97.5% | 10 | 15 | Columbia, SC | 2022 | NREL ATB: Commercial Battery Storage | LBL Tracking the Sun | DNV Proprietary Data
SC | Medium | Storage | Commercial | 150 | 600 | 1460 | 16.67% | 85% | 85% | 85% | 100% | 100% | 95% | 10 | 15 | Columbia, SC | 2012 | NREL ATB: Commercial Battery Storage | LBL Tracking the Sun | DNV Proprietary Data
SC | Medium | Storage | Commercial | 150 | 600 | 1460 | 16.67% | 86% | 86% | 86% | 100% | 100% | 95% | 10 | 15 | Columbia, SC | 2013 | NREL ATB: Commercial Battery Storage | LBL Tracking the Sun | DNV Proprietary Data
SC | Medium | Storage | Commercial | 150 | 600 | 1460 | 16.67% | 86% | 86% | 86% | 100% | 100% | 96% | 10 | 15 | Columbia, SC | 2014 | NREL ATB: Commercial Battery Storage | LBL Tracking the Sun | DNV Proprietary Data
SC | Medium | Storage | Commercial | 150 | 600 | 1460 | 16.67% | 87% | 87% | 87% | 100% | 100% | 96% | 10 | 15 | Columbia, SC | 2015 | NREL ATB: Commercial Battery Storage | LBL Tracking the Sun | DNV Proprietary Data
SC | Medium | Storage | Commercial | 150 | 600 | 1460 | 16.67% | 87% | 87% | 87% | 100% | 100% | 96% | 10 | 15 | Columbia, SC | 2016 | NREL ATB: Commercial Battery Storage | LBL Tracking the Sun | DNV Proprietary Data
SC | Medium | Storage | Commercial | 150 | 600 | 1460 | 16.67% | 87% | 87% | 87% | 100% | 100% | 96.5% | 10 | 15 | Columbia, SC | 2017 | NREL ATB: Commercial Battery Storage | LBL Tracking the Sun | DNV Proprietary Data
SC | Medium | Storage | Commercial | 150 | 600 | 1460 | 16.67% | 88% | 88% | 88% | 100% | 100% | 96.5% | 10 | 15 | Columbia, SC | 2018 | NREL ATB: Commercial Battery Storage | LBL Tracking the Sun | DNV Proprietary Data
SC | Medium | Storage | Commercial | 150 | 600 | 1460 | 16.67% | 88% | 88% | 88% | 100% | 100% | 97% | 10 | 15 | Columbia, SC | 2019 | NREL ATB: Commercial Battery Storage | LBL Tracking the Sun | DNV Proprietary Data
SC | Medium | Storage | Commercial | 150 | 600 | 1460 | 16.67% | 89% | 89% | 89% | 100% | 100% | 97% | 10 | 15 | Columbia, SC | 2020 | NREL ATB: Commercial Battery Storage | LBL Tracking the Sun | DNV Proprietary Data
SC | Medium | Storage | Commercial | 150 | 600 | 1460 | 16.67% | 90% | 90% | 90% | 100% | 100% | 97.5% | 10 | 15 | Columbia, SC | 2021 | NREL ATB: Commercial Battery Storage | LBL Tracking the Sun | DNV Proprietary Data
SC | Medium | Storage | Commercial | 150 | 600 | 1460 | 16.67% | 90% | 90% | 90% | 100% | 100% | 97.5% | 10 | 15 | Columbia, SC | 2022 | NREL ATB: Commercial Battery Storage | LBL Tracking the Sun | DNV Proprietary Data
SC | Small 1 | Storage | Commercial | 19.9 | 79.6 | 1460 | 16.67% | 85% | 85% | 85% | 100% | 100% | 95% | 10 | 15 | Columbia, SC | 2012 | NREL ATB: Commercial Battery Storage | LBL Tracking the Sun | DNV Proprietary Data
SC | Small 1 | Storage | Commercial | 22 | 88 | 1460 | 16.67% | 86% | 86% | 86% | 100% | 100% | 95% | 10 | 15 | Columbia, SC | 2013 | NREL ATB: Commercial Battery Storage | LBL Tracking the Sun | DNV Proprietary Data
SC | Small 1 | Storage | Commercial | 20.4 | 81.6 | 1460 | 16.67% | 86% | 86% | 86% | 100% | 100% | 96% | 10 | 15 | Columbia, SC | 2014 | NREL ATB: Commercial Battery Storage | LBL Tracking the Sun | DNV Proprietary Data
SC | Small 1 | Storage | Commercial | 19.3 | 77.2 | 1460 | 16.67% | 87% | 87% | 87% | 100% | 100% | 96% | 10 | 15 | Columbia, SC | 2015 | NREL ATB: Commercial Battery Storage | LBL Tracking the Sun | DNV Proprietary Data
SC | Small 1 | Storage | Commercial | 19.5 | 78 | 1460 | 16.67% | 87% | 87% | 87% | 100% | 100% | 96% | 10 | 15 | Columbia, SC | 2016 | NREL ATB: Commercial Battery Storage | LBL Tracking the Sun | DNV Proprietary Data
SC | Small 1 | Storage | Commercial | 22.8 | 91.2 | 1460 | 16.67% | 87% | 87% | 87% | 100% | 100% | 96.5% | 10 | 15 | Columbia, SC | 2017 | NREL ATB: Commercial Battery Storage | LBL Tracking the Sun | DNV Proprietary Data
SC | Small 1 | Storage | Commercial | 23.1 | 92.4 | 1460 | 16.67% | 88% | 88% | 88% | 100% | 100% | 96.5% | 10 | 15 | Columbia, SC | 2018 | NREL ATB: Commercial Battery Storage | LBL Tracking the Sun | DNV Proprietary Data
SC | Small 1 | Storage | Commercial | 22.5 | 90 | 1460 | 16.67% | 88% | 88% | 88% | 100% | 100% | 97% | 10 | 15 | Columbia, SC | 2019 | NREL ATB: Commercial Battery Storage | LBL Tracking the Sun | DNV Proprietary Data
SC | Small 1 | Storage | Commercial | 21.4 | 85.6 | 1460 | 16.67% | 89% | 89% | 89% | 100% | 100% | 97% | 10 | 15 | Columbia, SC | 2020 | NREL ATB: Commercial Battery Storage | LBL Tracking the Sun | DNV Proprietary Data
SC | Small 1 | Storage | Commercial | 19.2 | 76.8 | 1460 | 16.67% | 90% | 90% | 90% | 100% | 100% | 97.5% | 10 | 15 | Columbia, SC | 2021 | NREL ATB: Commercial Battery Storage | LBL Tracking the Sun | DNV Proprietary Data
SC | Small 1 | Storage | Commercial | 20 | 80 | 1460 | 16.67% | 90% | 90% | 90% | 100% | 100% | 97.5% | 10 | 15 | Columbia, SC | 2022 | NREL ATB: Commercial Battery Storage | LBL Tracking the Sun | DNV Proprietary Data
SC | Small 2 | Storage | Commercial | 60 | 240 | 1460 | 16.67% | 85% | 85% | 85% | 100% | 100% | 95% | 10 | 15 | Columbia, SC | 2012 | NREL ATB: Commercial Battery Storage | LBL Tracking the Sun | DNV Proprietary Data
SC | Small 2 | Storage | Commercial | 60 | 240 | 1460 | 16.67% | 86% | 86% | 86% | 100% | 100% | 95% | 10 | 15 | Columbia, SC | 2013 | NREL ATB: Commercial Battery Storage | LBL Tracking the Sun | DNV Proprietary Data
SC | Small 2 | Storage | Commercial | 60 | 240 | 1460 | 16.67% | 86% | 86% | 86% | 100% | 100% | 96% | 10 | 15 | Columbia, SC | 2014 | NREL ATB: Commercial Battery Storage | LBL Tracking the Sun | DNV Proprietary Data
SC | Small 2 | Storage | Commercial | 60 | 240 | 1460 | 16.67% | 87% | 87% | 87% | 100% | 100% | 96% | 10 | 15 | Columbia, SC | 2015 | NREL ATB: Commercial Battery Storage | LBL Tracking the Sun | DNV Proprietary Data
SC | Small 2 | Storage | Commercial | 60 | 240 | 1460 | 16.67% | 87% | 87% | 87% | 100% | 100% | 96% | 10 | 15 | Columbia, SC | 2016 | NREL ATB: Commercial Battery Storage | LBL Tracking the Sun | DNV Proprietary Data
SC | Small 2 | Storage | Commercial | 60 | 240 | 1460 | 16.67% | 87% | 87% | 87% | 100% | 100% | 96.5% | 10 | 15 | Columbia, SC | 2017 | NREL ATB: Commercial Battery Storage | LBL Tracking the Sun | DNV Proprietary Data
SC | Small 2 | Storage | Commercial | 60 | 240 | 1460 | 16.67% | 88% | 88% | 88% | 100% | 100% | 96.5% | 10 | 15 | Columbia, SC | 2018 | NREL ATB: Commercial Battery Storage | LBL Tracking the Sun | DNV Proprietary Data
SC | Small 2 | Storage | Commercial | 60 | 240 | 1460 | 16.67% | 88% | 88% | 88% | 100% | 100% | 97% | 10 | 15 | Columbia, SC | 2019 | NREL ATB: Commercial Battery Storage | LBL Tracking the Sun | DNV Proprietary Data
SC | Small 2 | Storage | Commercial | 60 | 240 | 1460 | 16.67% | 89% | 89% | 89% | 100% | 100% | 97% | 10 | 15 | Columbia, SC | 2020 | NREL ATB: Commercial Battery Storage | LBL Tracking the Sun | DNV Proprietary Data
SC | Small 2 | Storage | Commercial | 60 | 240 | 1460 | 16.67% | 90% | 90% | 90% | 100% | 100% | 97.5% | 10 | 15 | Columbia, SC | 2021 | NREL ATB: Commercial Battery Storage | LBL Tracking the Sun | DNV Proprietary Data
SC | Small 2 | Storage | Commercial | 60 | 240 | 1460 | 16.67% | 90% | 90% | 90% | 100% | 100% | 97.5% | 10 | 15 | Columbia, SC | 2022 | NREL ATB: Commercial Battery Storage | LBL Tracking the Sun | DNV Proprietary Data
SD | Large 1 | Storage | Commercial | 300 | 1200 | 1460 | 16.67% | 85% | 85% | 85% | 100% | 100% | 95% | 10 | 15 | Pierre, SD | 2012 | NREL ATB: Commercial Battery Storage | LBL Tracking the Sun | DNV Proprietary Data
SD | Large 1 | Storage | Commercial | 300 | 1200 | 1460 | 16.67% | 86% | 86% | 86% | 100% | 100% | 95% | 10 | 15 | Pierre, SD | 2013 | NREL ATB: Commercial Battery Storage | LBL Tracking the Sun | DNV Proprietary Data
SD | Large 1 | Storage | Commercial | 300 | 1200 | 1460 | 16.67% | 86% | 86% | 86% | 100% | 100% | 96% | 10 | 15 | Pierre, SD | 2014 | NREL ATB: Commercial Battery Storage | LBL Tracking the Sun | DNV Proprietary Data
SD | Large 1 | Storage | Commercial | 300 | 1200 | 1460 | 16.67% | 87% | 87% | 87% | 100% | 100% | 96% | 10 | 15 | Pierre, SD | 2015 | NREL ATB: Commercial Battery Storage | LBL Tracking the Sun | DNV Proprietary Data
SD | Large 1 | Storage | Commercial | 300 | 1200 | 1460 | 16.67% | 87% | 87% | 87% | 100% | 100% | 96% | 10 | 15 | Pierre, SD | 2016 | NREL ATB: Commercial Battery Storage | LBL Tracking the Sun | DNV Proprietary Data
SD | Large 1 | Storage | Commercial | 300 | 1200 | 1460 | 16.67% | 87% | 87% | 87% | 100% | 100% | 96.5% | 10 | 15 | Pierre, SD | 2017 | NREL ATB: Commercial Battery Storage | LBL Tracking the Sun | DNV Proprietary Data
SD | Large 1 | Storage | Commercial | 300 | 1200 | 1460 | 16.67% | 88% | 88% | 88% | 100% | 100% | 96.5% | 10 | 15 | Pierre, SD | 2018 | NREL ATB: Commercial Battery Storage | LBL Tracking the Sun | DNV Proprietary Data
SD | Large 1 | Storage | Commercial | 300 | 1200 | 1460 | 16.67% | 88% | 88% | 88% | 100% | 100% | 97% | 10 | 15 | Pierre, SD | 2019 | NREL ATB: Commercial Battery Storage | LBL Tracking the Sun | DNV Proprietary Data
SD | Large 1 | Storage | Commercial | 300 | 1200 | 1460 | 16.67% | 89% | 89% | 89% | 100% | 100% | 97% | 10 | 15 | Pierre, SD | 2020 | NREL ATB: Commercial Battery Storage | LBL Tracking the Sun | DNV Proprietary Data
SD | Large 1 | Storage | Commercial | 300 | 1200 | 1460 | 16.67% | 90% | 90% | 90% | 100% | 100% | 97.5% | 10 | 15 | Pierre, SD | 2021 | NREL ATB: Commercial Battery Storage | LBL Tracking the Sun | DNV Proprietary Data
SD | Large 1 | Storage | Commercial | 300 | 1200 | 1460 | 16.67% | 90% | 90% | 90% | 100% | 100% | 97.5% | 10 | 15 | Pierre, SD | 2022 | NREL ATB: Commercial Battery Storage | LBL Tracking the Sun | DNV Proprietary Data
SD | Medium | Storage | Commercial | 150 | 600 | 1460 | 16.67% | 85% | 85% | 85% | 100% | 100% | 95% | 10 | 15 | Pierre, SD | 2012 | NREL ATB: Commercial Battery Storage | LBL Tracking the Sun | DNV Proprietary Data
SD | Medium | Storage | Commercial | 150 | 600 | 1460 | 16.67% | 86% | 86% | 86% | 100% | 100% | 95% | 10 | 15 | Pierre, SD | 2013 | NREL ATB: Commercial Battery Storage | LBL Tracking the Sun | DNV Proprietary Data
SD | Medium | Storage | Commercial | 150 | 600 | 1460 | 16.67% | 86% | 86% | 86% | 100% | 100% | 96% | 10 | 15 | Pierre, SD | 2014 | NREL ATB: Commercial Battery Storage | LBL Tracking the Sun | DNV Proprietary Data
SD | Medium | Storage | Commercial | 150 | 600 | 1460 | 16.67% | 87% | 87% | 87% | 100% | 100% | 96% | 10 | 15 | Pierre, SD | 2015 | NREL ATB: Commercial Battery Storage | LBL Tracking the Sun | DNV Proprietary Data
SD | Medium | Storage | Commercial | 150 | 600 | 1460 | 16.67% | 87% | 87% | 87% | 100% | 100% | 96% | 10 | 15 | Pierre, SD | 2016 | NREL ATB: Commercial Battery Storage | LBL Tracking the Sun | DNV Proprietary Data
SD | Medium | Storage | Commercial | 150 | 600 | 1460 | 16.67% | 87% | 87% | 87% | 100% | 100% | 96.5% | 10 | 15 | Pierre, SD | 2017 | NREL ATB: Commercial Battery Storage | LBL Tracking the Sun | DNV Proprietary Data
SD | Medium | Storage | Commercial | 150 | 600 | 1460 | 16.67% | 88% | 88% | 88% | 100% | 100% | 96.5% | 10 | 15 | Pierre, SD | 2018 | NREL ATB: Commercial Battery Storage | LBL Tracking the Sun | DNV Proprietary Data
SD | Medium | Storage | Commercial | 150 | 600 | 1460 | 16.67% | 88% | 88% | 88% | 100% | 100% | 97% | 10 | 15 | Pierre, SD | 2019 | NREL ATB: Commercial Battery Storage | LBL Tracking the Sun | DNV Proprietary Data
SD | Medium | Storage | Commercial | 150 | 600 | 1460 | 16.67% | 89% | 89% | 89% | 100% | 100% | 97% | 10 | 15 | Pierre, SD | 2020 | NREL ATB: Commercial Battery Storage | LBL Tracking the Sun | DNV Proprietary Data
SD | Medium | Storage | Commercial | 150 | 600 | 1460 | 16.67% | 90% | 90% | 90% | 100% | 100% | 97.5% | 10 | 15 | Pierre, SD | 2021 | NREL ATB: Commercial Battery Storage | LBL Tracking the Sun | DNV Proprietary Data
SD | Medium | Storage | Commercial | 150 | 600 | 1460 | 16.67% | 90% | 90% | 90% | 100% | 100% | 97.5% | 10 | 15 | Pierre, SD | 2022 | NREL ATB: Commercial Battery Storage | LBL Tracking the Sun | DNV Proprietary Data
SD | Small 1 | Storage | Commercial | 19.9 | 79.6 | 1460 | 16.67% | 85% | 85% | 85% | 100% | 100% | 95% | 10 | 15 | Pierre, SD | 2012 | NREL ATB: Commercial Battery Storage | LBL Tracking the Sun | DNV Proprietary Data
SD | Small 1 | Storage | Commercial | 22 | 88 | 1460 | 16.67% | 86% | 86% | 86% | 100% | 100% | 95% | 10 | 15 | Pierre, SD | 2013 | NREL ATB: Commercial Battery Storage | LBL Tracking the Sun | DNV Proprietary Data
SD | Small 1 | Storage | Commercial | 20.4 | 81.6 | 1460 | 16.67% | 86% | 86% | 86% | 100% | 100% | 96% | 10 | 15 | Pierre, SD | 2014 | NREL ATB: Commercial Battery Storage | LBL Tracking the Sun | DNV Proprietary Data
SD | Small 1 | Storage | Commercial | 19.3 | 77.2 | 1460 | 16.67% | 87% | 87% | 87% | 100% | 100% | 96% | 10 | 15 | Pierre, SD | 2015 | NREL ATB: Commercial Battery Storage | LBL Tracking the Sun | DNV Proprietary Data
SD | Small 1 | Storage | Commercial | 19.5 | 78 | 1460 | 16.67% | 87% | 87% | 87% | 100% | 100% | 96% | 10 | 15 | Pierre, SD | 2016 | NREL ATB: Commercial Battery Storage | LBL Tracking the Sun | DNV Proprietary Data
SD | Small 1 | Storage | Commercial | 22.8 | 91.2 | 1460 | 16.67% | 87% | 87% | 87% | 100% | 100% | 96.5% | 10 | 15 | Pierre, SD | 2017 | NREL ATB: Commercial Battery Storage | LBL Tracking the Sun | DNV Proprietary Data
SD | Small 1 | Storage | Commercial | 23.1 | 92.4 | 1460 | 16.67% | 88% | 88% | 88% | 100% | 100% | 96.5% | 10 | 15 | Pierre, SD | 2018 | NREL ATB: Commercial Battery Storage | LBL Tracking the Sun | DNV Proprietary Data
SD | Small 1 | Storage | Commercial | 22.5 | 90 | 1460 | 16.67% | 88% | 88% | 88% | 100% | 100% | 97% | 10 | 15 | Pierre, SD | 2019 | NREL ATB: Commercial Battery Storage | LBL Tracking the Sun | DNV Proprietary Data
SD | Small 1 | Storage | Commercial | 21.4 | 85.6 | 1460 | 16.67% | 89% | 89% | 89% | 100% | 100% | 97% | 10 | 15 | Pierre, SD | 2020 | NREL ATB: Commercial Battery Storage | LBL Tracking the Sun | DNV Proprietary Data
SD | Small 1 | Storage | Commercial | 19.2 | 76.8 | 1460 | 16.67% | 90% | 90% | 90% | 100% | 100% | 97.5% | 10 | 15 | Pierre, SD | 2021 | NREL ATB: Commercial Battery Storage | LBL Tracking the Sun | DNV Proprietary Data
SD | Small 1 | Storage | Commercial | 20 | 80 | 1460 | 16.67% | 90% | 90% | 90% | 100% | 100% | 97.5% | 10 | 15 | Pierre, SD | 2022 | NREL ATB: Commercial Battery Storage | LBL Tracking the Sun | DNV Proprietary Data
SD | Small 2 | Storage | Commercial | 60 | 240 | 1460 | 16.67% | 85% | 85% | 85% | 100% | 100% | 95% | 10 | 15 | Pierre, SD | 2012 | NREL ATB: Commercial Battery Storage | LBL Tracking the Sun | DNV Proprietary Data
SD | Small 2 | Storage | Commercial | 60 | 240 | 1460 | 16.67% | 86% | 86% | 86% | 100% | 100% | 95% | 10 | 15 | Pierre, SD | 2013 | NREL ATB: Commercial Battery Storage | LBL Tracking the Sun | DNV Proprietary Data
SD | Small 2 | Storage | Commercial | 60 | 240 | 1460 | 16.67% | 86% | 86% | 86% | 100% | 100% | 96% | 10 | 15 | Pierre, SD | 2014 | NREL ATB: Commercial Battery Storage | LBL Tracking the Sun | DNV Proprietary Data
SD | Small 2 | Storage | Commercial | 60 | 240 | 1460 | 16.67% | 87% | 87% | 87% | 100% | 100% | 96% | 10 | 15 | Pierre, SD | 2015 | NREL ATB: Commercial Battery Storage | LBL Tracking the Sun | DNV Proprietary Data
SD | Small 2 | Storage | Commercial | 60 | 240 | 1460 | 16.67% | 87% | 87% | 87% | 100% | 100% | 96% | 10 | 15 | Pierre, SD | 2016 | NREL ATB: Commercial Battery Storage | LBL Tracking the Sun | DNV Proprietary Data
SD | Small 2 | Storage | Commercial | 60 | 240 | 1460 | 16.67% | 87% | 87% | 87% | 100% | 100% | 96.5% | 10 | 15 | Pierre, SD | 2017 | NREL ATB: Commercial Battery Storage | LBL Tracking the Sun | DNV Proprietary Data
SD | Small 2 | Storage | Commercial | 60 | 240 | 1460 | 16.67% | 88% | 88% | 88% | 100% | 100% | 96.5% | 10 | 15 | Pierre, SD | 2018 | NREL ATB: Commercial Battery Storage | LBL Tracking the Sun | DNV Proprietary Data
SD | Small 2 | Storage | Commercial | 60 | 240 | 1460 | 16.67% | 88% | 88% | 88% | 100% | 100% | 97% | 10 | 15 | Pierre, SD | 2019 | NREL ATB: Commercial Battery Storage | LBL Tracking the Sun | DNV Proprietary Data
SD | Small 2 | Storage | Commercial | 60 | 240 | 1460 | 16.67% | 89% | 89% | 89% | 100% | 100% | 97% | 10 | 15 | Pierre, SD | 2020 | NREL ATB: Commercial Battery Storage | LBL Tracking the Sun | DNV Proprietary Data
SD | Small 2 | Storage | Commercial | 60 | 240 | 1460 | 16.67% | 90% | 90% | 90% | 100% | 100% | 97.5% | 10 | 15 | Pierre, SD | 2021 | NREL ATB: Commercial Battery Storage | LBL Tracking the Sun | DNV Proprietary Data
SD | Small 2 | Storage | Commercial | 60 | 240 | 1460 | 16.67% | 90% | 90% | 90% | 100% | 100% | 97.5% | 10 | 15 | Pierre, SD | 2022 | NREL ATB: Commercial Battery Storage | LBL Tracking the Sun | DNV Proprietary Data
TN | Large 1 | Storage | Commercial | 300 | 1200 | 1460 | 16.67% | 85% | 85% | 85% | 100% | 100% | 95% | 10 | 15 | Memphis, TN | 2012 | NREL ATB: Commercial Battery Storage | LBL Tracking the Sun | DNV Proprietary Data
TN | Large 1 | Storage | Commercial | 300 | 1200 | 1460 | 16.67% | 86% | 86% | 86% | 100% | 100% | 95% | 10 | 15 | Memphis, TN | 2013 | NREL ATB: Commercial Battery Storage | LBL Tracking the Sun | DNV Proprietary Data
TN | Large 1 | Storage | Commercial | 300 | 1200 | 1460 | 16.67% | 86% | 86% | 86% | 100% | 100% | 96% | 10 | 15 | Memphis, TN | 2014 | NREL ATB: Commercial Battery Storage | LBL Tracking the Sun | DNV Proprietary Data
TN | Large 1 | Storage | Commercial | 300 | 1200 | 1460 | 16.67% | 87% | 87% | 87% | 100% | 100% | 96% | 10 | 15 | Memphis, TN | 2015 | NREL ATB: Commercial Battery Storage | LBL Tracking the Sun | DNV Proprietary Data
TN | Large 1 | Storage | Commercial | 300 | 1200 | 1460 | 16.67% | 87% | 87% | 87% | 100% | 100% | 96% | 10 | 15 | Memphis, TN | 2016 | NREL ATB: Commercial Battery Storage | LBL Tracking the Sun | DNV Proprietary Data
TN | Large 1 | Storage | Commercial | 300 | 1200 | 1460 | 16.67% | 87% | 87% | 87% | 100% | 100% | 96.5% | 10 | 15 | Memphis, TN | 2017 | NREL ATB: Commercial Battery Storage | LBL Tracking the Sun | DNV Proprietary Data
TN | Large 1 | Storage | Commercial | 300 | 1200 | 1460 | 16.67% | 88% | 88% | 88% | 100% | 100% | 96.5% | 10 | 15 | Memphis, TN | 2018 | NREL ATB: Commercial Battery Storage | LBL Tracking the Sun | DNV Proprietary Data
TN | Large 1 | Storage | Commercial | 300 | 1200 | 1460 | 16.67% | 88% | 88% | 88% | 100% | 100% | 97% | 10 | 15 | Memphis, TN | 2019 | NREL ATB: Commercial Battery Storage | LBL Tracking the Sun | DNV Proprietary Data
TN | Large 1 | Storage | Commercial | 300 | 1200 | 1460 | 16.67% | 89% | 89% | 89% | 100% | 100% | 97% | 10 | 15 | Memphis, TN | 2020 | NREL ATB: Commercial Battery Storage | LBL Tracking the Sun | DNV Proprietary Data
TN | Large 1 | Storage | Commercial | 300 | 1200 | 1460 | 16.67% | 90% | 90% | 90% | 100% | 100% | 97.5% | 10 | 15 | Memphis, TN | 2021 | NREL ATB: Commercial Battery Storage | LBL Tracking the Sun | DNV Proprietary Data
TN | Large 1 | Storage | Commercial | 300 | 1200 | 1460 | 16.67% | 90% | 90% | 90% | 100% | 100% | 97.5% | 10 | 15 | Memphis, TN | 2022 | NREL ATB: Commercial Battery Storage | LBL Tracking the Sun | DNV Proprietary Data
TN | Medium | Storage | Commercial | 150 | 600 | 1460 | 16.67% | 85% | 85% | 85% | 100% | 100% | 95% | 10 | 15 | Memphis, TN | 2012 | NREL ATB: Commercial Battery Storage | LBL Tracking the Sun | DNV Proprietary Data
TN | Medium | Storage | Commercial | 150 | 600 | 1460 | 16.67% | 86% | 86% | 86% | 100% | 100% | 95% | 10 | 15 | Memphis, TN | 2013 | NREL ATB: Commercial Battery Storage | LBL Tracking the Sun | DNV Proprietary Data
TN | Medium | Storage | Commercial | 150 | 600 | 1460 | 16.67% | 86% | 86% | 86% | 100% | 100% | 96% | 10 | 15 | Memphis, TN | 2014 | NREL ATB: Commercial Battery Storage | LBL Tracking the Sun | DNV Proprietary Data
TN | Medium | Storage | Commercial | 150 | 600 | 1460 | 16.67% | 87% | 87% | 87% | 100% | 100% | 96% | 10 | 15 | Memphis, TN | 2015 | NREL ATB: Commercial Battery Storage | LBL Tracking the Sun | DNV Proprietary Data
TN | Medium | Storage | Commercial | 150 | 600 | 1460 | 16.67% | 87% | 87% | 87% | 100% | 100% | 96% | 10 | 15 | Memphis, TN | 2016 | NREL ATB: Commercial Battery Storage | LBL Tracking the Sun | DNV Proprietary Data
TN | Medium | Storage | Commercial | 150 | 600 | 1460 | 16.67% | 87% | 87% | 87% | 100% | 100% | 96.5% | 10 | 15 | Memphis, TN | 2017 | NREL ATB: Commercial Battery Storage | LBL Tracking the Sun | DNV Proprietary Data
TN | Medium | Storage | Commercial | 150 | 600 | 1460 | 16.67% | 88% | 88% | 88% | 100% | 100% | 96.5% | 10 | 15 | Memphis, TN | 2018 | NREL ATB: Commercial Battery Storage | LBL Tracking the Sun | DNV Proprietary Data
TN | Medium | Storage | Commercial | 150 | 600 | 1460 | 16.67% | 88% | 88% | 88% | 100% | 100% | 97% | 10 | 15 | Memphis, TN | 2019 | NREL ATB: Commercial Battery Storage | LBL Tracking the Sun | DNV Proprietary Data
TN | Medium | Storage | Commercial | 150 | 600 | 1460 | 16.67% | 89% | 89% | 89% | 100% | 100% | 97% | 10 | 15 | Memphis, TN | 2020 | NREL ATB: Commercial Battery Storage | LBL Tracking the Sun | DNV Proprietary Data
TN | Medium | Storage | Commercial | 150 | 600 | 1460 | 16.67% | 90% | 90% | 90% | 100% | 100% | 97.5% | 10 | 15 | Memphis, TN | 2021 | NREL ATB: Commercial Battery Storage | LBL Tracking the Sun | DNV Proprietary Data
TN | Medium | Storage | Commercial | 150 | 600 | 1460 | 16.67% | 90% | 90% | 90% | 100% | 100% | 97.5% | 10 | 15 | Memphis, TN | 2022 | NREL ATB: Commercial Battery Storage | LBL Tracking the Sun | DNV Proprietary Data
TN | Small 1 | Storage | Commercial | 19.9 | 79.6 | 1460 | 16.67% | 85% | 85% | 85% | 100% | 100% | 95% | 10 | 15 | Memphis, TN | 2012 | NREL ATB: Commercial Battery Storage | LBL Tracking the Sun | DNV Proprietary Data
TN | Small 1 | Storage | Commercial | 22 | 88 | 1460 | 16.67% | 86% | 86% | 86% | 100% | 100% | 95% | 10 | 15 | Memphis, TN | 2013 | NREL ATB: Commercial Battery Storage | LBL Tracking the Sun | DNV Proprietary Data
TN | Small 1 | Storage | Commercial | 20.4 | 81.6 | 1460 | 16.67% | 86% | 86% | 86% | 100% | 100% | 96% | 10 | 15 | Memphis, TN | 2014 | NREL ATB: Commercial Battery Storage | LBL Tracking the Sun | DNV Proprietary Data
TN | Small 1 | Storage | Commercial | 19.3 | 77.2 | 1460 | 16.67% | 87% | 87% | 87% | 100% | 100% | 96% | 10 | 15 | Memphis, TN | 2015 | NREL ATB: Commercial Battery Storage | LBL Tracking the Sun | DNV Proprietary Data
TN | Small 1 | Storage | Commercial | 19.5 | 78 | 1460 | 16.67% | 87% | 87% | 87% | 100% | 100% | 96% | 10 | 15 | Memphis, TN | 2016 | NREL ATB: Commercial Battery Storage | LBL Tracking the Sun | DNV Proprietary Data
TN | Small 1 | Storage | Commercial | 22.8 | 91.2 | 1460 | 16.67% | 87% | 87% | 87% | 100% | 100% | 96.5% | 10 | 15 | Memphis, TN | 2017 | NREL ATB: Commercial Battery Storage | LBL Tracking the Sun | DNV Proprietary Data
TN | Small 1 | Storage | Commercial | 23.1 | 92.4 | 1460 | 16.67% | 88% | 88% | 88% | 100% | 100% | 96.5% | 10 | 15 | Memphis, TN | 2018 | NREL ATB: Commercial Battery Storage | LBL Tracking the Sun | DNV Proprietary Data
TN | Small 1 | Storage | Commercial | 22.5 | 90 | 1460 | 16.67% | 88% | 88% | 88% | 100% | 100% | 97% | 10 | 15 | Memphis, TN | 2019 | NREL ATB: Commercial Battery Storage | LBL Tracking the Sun | DNV Proprietary Data
TN | Small 1 | Storage | Commercial | 21.4 | 85.6 | 1460 | 16.67% | 89% | 89% | 89% | 100% | 100% | 97% | 10 | 15 | Memphis, TN | 2020 | NREL ATB: Commercial Battery Storage | LBL Tracking the Sun | DNV Proprietary Data
TN | Small 1 | Storage | Commercial | 19.2 | 76.8 | 1460 | 16.67% | 90% | 90% | 90% | 100% | 100% | 97.5% | 10 | 15 | Memphis, TN | 2021 | NREL ATB: Commercial Battery Storage | LBL Tracking the Sun | DNV Proprietary Data
TN | Small 1 | Storage | Commercial | 20 | 80 | 1460 | 16.67% | 90% | 90% | 90% | 100% | 100% | 97.5% | 10 | 15 | Memphis, TN | 2022 | NREL ATB: Commercial Battery Storage | LBL Tracking the Sun | DNV Proprietary Data
TN | Small 2 | Storage | Commercial | 60 | 240 | 1460 | 16.67% | 85% | 85% | 85% | 100% | 100% | 95% | 10 | 15 | Memphis, TN | 2012 | NREL ATB: Commercial Battery Storage | LBL Tracking the Sun | DNV Proprietary Data
TN | Small 2 | Storage | Commercial | 60 | 240 | 1460 | 16.67% | 86% | 86% | 86% | 100% | 100% | 95% | 10 | 15 | Memphis, TN | 2013 | NREL ATB: Commercial Battery Storage | LBL Tracking the Sun | DNV Proprietary Data
TN | Small 2 | Storage | Commercial | 60 | 240 | 1460 | 16.67% | 86% | 86% | 86% | 100% | 100% | 96% | 10 | 15 | Memphis, TN | 2014 | NREL ATB: Commercial Battery Storage | LBL Tracking the Sun | DNV Proprietary Data
TN | Small 2 | Storage | Commercial | 60 | 240 | 1460 | 16.67% | 87% | 87% | 87% | 100% | 100% | 96% | 10 | 15 | Memphis, TN | 2015 | NREL ATB: Commercial Battery Storage | LBL Tracking the Sun | DNV Proprietary Data
TN | Small 2 | Storage | Commercial | 60 | 240 | 1460 | 16.67% | 87% | 87% | 87% | 100% | 100% | 96% | 10 | 15 | Memphis, TN | 2016 | NREL ATB: Commercial Battery Storage | LBL Tracking the Sun | DNV Proprietary Data
TN | Small 2 | Storage | Commercial | 60 | 240 | 1460 | 16.67% | 87% | 87% | 87% | 100% | 100% | 96.5% | 10 | 15 | Memphis, TN | 2017 | NREL ATB: Commercial Battery Storage | LBL Tracking the Sun | DNV Proprietary Data
TN | Small 2 | Storage | Commercial | 60 | 240 | 1460 | 16.67% | 88% | 88% | 88% | 100% | 100% | 96.5% | 10 | 15 | Memphis, TN | 2018 | NREL ATB: Commercial Battery Storage | LBL Tracking the Sun | DNV Proprietary Data
TN | Small 2 | Storage | Commercial | 60 | 240 | 1460 | 16.67% | 88% | 88% | 88% | 100% | 100% | 97% | 10 | 15 | Memphis, TN | 2019 | NREL ATB: Commercial Battery Storage | LBL Tracking the Sun | DNV Proprietary Data
TN | Small 2 | Storage | Commercial | 60 | 240 | 1460 | 16.67% | 89% | 89% | 89% | 100% | 100% | 97% | 10 | 15 | Memphis, TN | 2020 | NREL ATB: Commercial Battery Storage | LBL Tracking the Sun | DNV Proprietary Data
TN | Small 2 | Storage | Commercial | 60 | 240 | 1460 | 16.67% | 90% | 90% | 90% | 100% | 100% | 97.5% | 10 | 15 | Memphis, TN | 2021 | NREL ATB: Commercial Battery Storage | LBL Tracking the Sun | DNV Proprietary Data
TN | Small 2 | Storage | Commercial | 60 | 240 | 1460 | 16.67% | 90% | 90% | 90% | 100% | 100% | 97.5% | 10 | 15 | Memphis, TN | 2022 | NREL ATB: Commercial Battery Storage | LBL Tracking the Sun | DNV Proprietary Data
TX | Large 1 | Storage | Commercial | 300 | 1200 | 1460 | 16.67% | 85% | 85% | 85% | 100% | 100% | 95% | 10 | 15 | Austin, TX | 2012 | NREL ATB: Commercial Battery Storage | LBL Tracking the Sun | DNV Proprietary Data
TX | Large 1 | Storage | Commercial | 300 | 1200 | 1460 | 16.67% | 86% | 86% | 86% | 100% | 100% | 95% | 10 | 15 | Austin, TX | 2013 | NREL ATB: Commercial Battery Storage | LBL Tracking the Sun | DNV Proprietary Data
TX | Large 1 | Storage | Commercial | 300 | 1200 | 1460 | 16.67% | 86% | 86% | 86% | 100% | 100% | 96% | 10 | 15 | Austin, TX | 2014 | NREL ATB: Commercial Battery Storage | LBL Tracking the Sun | DNV Proprietary Data
TX | Large 1 | Storage | Commercial | 300 | 1200 | 1460 | 16.67% | 87% | 87% | 87% | 100% | 100% | 96% | 10 | 15 | Austin, TX | 2015 | NREL ATB: Commercial Battery Storage | LBL Tracking the Sun | DNV Proprietary Data
TX | Large 1 | Storage | Commercial | 300 | 1200 | 1460 | 16.67% | 87% | 87% | 87% | 100% | 100% | 96% | 10 | 15 | Austin, TX | 2016 | NREL ATB: Commercial Battery Storage | LBL Tracking the Sun | DNV Proprietary Data
TX | Large 1 | Storage | Commercial | 300 | 1200 | 1460 | 16.67% | 87% | 87% | 87% | 100% | 100% | 96.5% | 10 | 15 | Austin, TX | 2017 | NREL ATB: Commercial Battery Storage | LBL Tracking the Sun | DNV Proprietary Data
TX | Large 1 | Storage | Commercial | 300 | 1200 | 1460 | 16.67% | 88% | 88% | 88% | 100% | 100% | 96.5% | 10 | 15 | Austin, TX | 2018 | NREL ATB: Commercial Battery Storage | LBL Tracking the Sun | DNV Proprietary Data
TX | Large 1 | Storage | Commercial | 300 | 1200 | 1460 | 16.67% | 88% | 88% | 88% | 100% | 100% | 97% | 10 | 15 | Austin, TX | 2019 | NREL ATB: Commercial Battery Storage | LBL Tracking the Sun | DNV Proprietary Data
TX | Large 1 | Storage | Commercial | 300 | 1200 | 1460 | 16.67% | 89% | 89% | 89% | 100% | 100% | 97% | 10 | 15 | Austin, TX | 2020 | NREL ATB: Commercial Battery Storage | LBL Tracking the Sun | DNV Proprietary Data
TX | Large 1 | Storage | Commercial | 300 | 1200 | 1460 | 16.67% | 90% | 90% | 90% | 100% | 100% | 97.5% | 10 | 15 | Austin, TX | 2021 | NREL ATB: Commercial Battery Storage | LBL Tracking the Sun | DNV Proprietary Data
TX | Large 1 | Storage | Commercial | 300 | 1200 | 1460 | 16.67% | 90% | 90% | 90% | 100% | 100% | 97.5% | 10 | 15 | Austin, TX | 2022 | NREL ATB: Commercial Battery Storage | LBL Tracking the Sun | DNV Proprietary Data
TX | Medium | Storage | Commercial | 150 | 600 | 1460 | 16.67% | 85% | 85% | 85% | 100% | 100% | 95% | 10 | 15 | Austin, TX | 2012 | NREL ATB: Commercial Battery Storage | LBL Tracking the Sun | DNV Proprietary Data
TX | Medium | Storage | Commercial | 150 | 600 | 1460 | 16.67% | 86% | 86% | 86% | 100% | 100% | 95% | 10 | 15 | Austin, TX | 2013 | NREL ATB: Commercial Battery Storage | LBL Tracking the Sun | DNV Proprietary Data
TX | Medium | Storage | Commercial | 150 | 600 | 1460 | 16.67% | 86% | 86% | 86% | 100% | 100% | 96% | 10 | 15 | Austin, TX | 2014 | NREL ATB: Commercial Battery Storage | LBL Tracking the Sun | DNV Proprietary Data
TX | Medium | Storage | Commercial | 150 | 600 | 1460 | 16.67% | 87% | 87% | 87% | 100% | 100% | 96% | 10 | 15 | Austin, TX | 2015 | NREL ATB: Commercial Battery Storage | LBL Tracking the Sun | DNV Proprietary Data
TX | Medium | Storage | Commercial | 150 | 600 | 1460 | 16.67% | 87% | 87% | 87% | 100% | 100% | 96% | 10 | 15 | Austin, TX | 2016 | NREL ATB: Commercial Battery Storage | LBL Tracking the Sun | DNV Proprietary Data
TX | Medium | Storage | Commercial | 150 | 600 | 1460 | 16.67% | 87% | 87% | 87% | 100% | 100% | 96.5% | 10 | 15 | Austin, TX | 2017 | NREL ATB: Commercial Battery Storage | LBL Tracking the Sun | DNV Proprietary Data
TX | Medium | Storage | Commercial | 150 | 600 | 1460 | 16.67% | 88% | 88% | 88% | 100% | 100% | 96.5% | 10 | 15 | Austin, TX | 2018 | NREL ATB: Commercial Battery Storage | LBL Tracking the Sun | DNV Proprietary Data
TX | Medium | Storage | Commercial | 150 | 600 | 1460 | 16.67% | 88% | 88% | 88% | 100% | 100% | 97% | 10 | 15 | Austin, TX | 2019 | NREL ATB: Commercial Battery Storage | LBL Tracking the Sun | DNV Proprietary Data
TX | Medium | Storage | Commercial | 150 | 600 | 1460 | 16.67% | 89% | 89% | 89% | 100% | 100% | 97% | 10 | 15 | Austin, TX | 2020 | NREL ATB: Commercial Battery Storage | LBL Tracking the Sun | DNV Proprietary Data
TX | Medium | Storage | Commercial | 150 | 600 | 1460 | 16.67% | 90% | 90% | 90% | 100% | 100% | 97.5% | 10 | 15 | Austin, TX | 2021 | NREL ATB: Commercial Battery Storage | LBL Tracking the Sun | DNV Proprietary Data
TX | Medium | Storage | Commercial | 150 | 600 | 1460 | 16.67% | 90% | 90% | 90% | 100% | 100% | 97.5% | 10 | 15 | Austin, TX | 2022 | NREL ATB: Commercial Battery Storage | LBL Tracking the Sun | DNV Proprietary Data
TX | Small 1 | Storage | Commercial | 19.9 | 79.6 | 1460 | 16.67% | 85% | 85% | 85% | 100% | 100% | 95% | 10 | 15 | Austin, TX | 2012 | NREL ATB: Commercial Battery Storage | LBL Tracking the Sun | DNV Proprietary Data
TX | Small 1 | Storage | Commercial | 22 | 88 | 1460 | 16.67% | 86% | 86% | 86% | 100% | 100% | 95% | 10 | 15 | Austin, TX | 2013 | NREL ATB: Commercial Battery Storage | LBL Tracking the Sun | DNV Proprietary Data
TX | Small 1 | Storage | Commercial | 20.4 | 81.6 | 1460 | 16.67% | 86% | 86% | 86% | 100% | 100% | 96% | 10 | 15 | Austin, TX | 2014 | NREL ATB: Commercial Battery Storage | LBL Tracking the Sun | DNV Proprietary Data
TX | Small 1 | Storage | Commercial | 19.3 | 77.2 | 1460 | 16.67% | 87% | 87% | 87% | 100% | 100% | 96% | 10 | 15 | Austin, TX | 2015 | NREL ATB: Commercial Battery Storage | LBL Tracking the Sun | DNV Proprietary Data
TX | Small 1 | Storage | Commercial | 19.5 | 78 | 1460 | 16.67% | 87% | 87% | 87% | 100% | 100% | 96% | 10 | 15 | Austin, TX | 2016 | NREL ATB: Commercial Battery Storage | LBL Tracking the Sun | DNV Proprietary Data
TX | Small 1 | Storage | Commercial | 22.8 | 91.2 | 1460 | 16.67% | 87% | 87% | 87% | 100% | 100% | 96.5% | 10 | 15 | Austin, TX | 2017 | NREL ATB: Commercial Battery Storage | LBL Tracking the Sun | DNV Proprietary Data
TX | Small 1 | Storage | Commercial | 23.1 | 92.4 | 1460 | 16.67% | 88% | 88% | 88% | 100% | 100% | 96.5% | 10 | 15 | Austin, TX | 2018 | NREL ATB: Commercial Battery Storage | LBL Tracking the Sun | DNV Proprietary Data
TX | Small 1 | Storage | Commercial | 22.5 | 90 | 1460 | 16.67% | 88% | 88% | 88% | 100% | 100% | 97% | 10 | 15 | Austin, TX | 2019 | NREL ATB: Commercial Battery Storage | LBL Tracking the Sun | DNV Proprietary Data
TX | Small 1 | Storage | Commercial | 21.4 | 85.6 | 1460 | 16.67% | 89% | 89% | 89% | 100% | 100% | 97% | 10 | 15 | Austin, TX | 2020 | NREL ATB: Commercial Battery Storage | LBL Tracking the Sun | DNV Proprietary Data
TX | Small 1 | Storage | Commercial | 19.2 | 76.8 | 1460 | 16.67% | 90% | 90% | 90% | 100% | 100% | 97.5% | 10 | 15 | Austin, TX | 2021 | NREL ATB: Commercial Battery Storage | LBL Tracking the Sun | DNV Proprietary Data
TX | Small 1 | Storage | Commercial | 20 | 80 | 1460 | 16.67% | 90% | 90% | 90% | 100% | 100% | 97.5% | 10 | 15 | Austin, TX | 2022 | NREL ATB: Commercial Battery Storage | LBL Tracking the Sun | DNV Proprietary Data
TX | Small 2 | Storage | Commercial | 60 | 240 | 1460 | 16.67% | 85% | 85% | 85% | 100% | 100% | 95% | 10 | 15 | Austin, TX | 2012 | NREL ATB: Commercial Battery Storage | LBL Tracking the Sun | DNV Proprietary Data
TX | Small 2 | Storage | Commercial | 60 | 240 | 1460 | 16.67% | 86% | 86% | 86% | 100% | 100% | 95% | 10 | 15 | Austin, TX | 2013 | NREL ATB: Commercial Battery Storage | LBL Tracking the Sun | DNV Proprietary Data
TX | Small 2 | Storage | Commercial | 60 | 240 | 1460 | 16.67% | 86% | 86% | 86% | 100% | 100% | 96% | 10 | 15 | Austin, TX | 2014 | NREL ATB: Commercial Battery Storage | LBL Tracking the Sun | DNV Proprietary Data
TX | Small 2 | Storage | Commercial | 60 | 240 | 1460 | 16.67% | 87% | 87% | 87% | 100% | 100% | 96% | 10 | 15 | Austin, TX | 2015 | NREL ATB: Commercial Battery Storage | LBL Tracking the Sun | DNV Proprietary Data
TX | Small 2 | Storage | Commercial | 60 | 240 | 1460 | 16.67% | 87% | 87% | 87% | 100% | 100% | 96% | 10 | 15 | Austin, TX | 2016 | NREL ATB: Commercial Battery Storage | LBL Tracking the Sun | DNV Proprietary Data
TX | Small 2 | Storage | Commercial | 60 | 240 | 1460 | 16.67% | 87% | 87% | 87% | 100% | 100% | 96.5% | 10 | 15 | Austin, TX | 2017 | NREL ATB: Commercial Battery Storage | LBL Tracking the Sun | DNV Proprietary Data
TX | Small 2 | Storage | Commercial | 60 | 240 | 1460 | 16.67% | 88% | 88% | 88% | 100% | 100% | 96.5% | 10 | 15 | Austin, TX | 2018 | NREL ATB: Commercial Battery Storage | LBL Tracking the Sun | DNV Proprietary Data
TX | Small 2 | Storage | Commercial | 60 | 240 | 1460 | 16.67% | 88% | 88% | 88% | 100% | 100% | 97% | 10 | 15 | Austin, TX | 2019 | NREL ATB: Commercial Battery Storage | LBL Tracking the Sun | DNV Proprietary Data
TX | Small 2 | Storage | Commercial | 60 | 240 | 1460 | 16.67% | 89% | 89% | 89% | 100% | 100% | 97% | 10 | 15 | Austin, TX | 2020 | NREL ATB: Commercial Battery Storage | LBL Tracking the Sun | DNV Proprietary Data
TX | Small 2 | Storage | Commercial | 60 | 240 | 1460 | 16.67% | 90% | 90% | 90% | 100% | 100% | 97.5% | 10 | 15 | Austin, TX | 2021 | NREL ATB: Commercial Battery Storage | LBL Tracking the Sun | DNV Proprietary Data
TX | Small 2 | Storage | Commercial | 60 | 240 | 1460 | 16.67% | 90% | 90% | 90% | 100% | 100% | 97.5% | 10 | 15 | Austin, TX | 2022 | NREL ATB: Commercial Battery Storage | LBL Tracking the Sun | DNV Proprietary Data
US | Large 1 | Storage | Commercial | 300 | 1200 | 1460 | 16.67% | 85% | 85% | 85% | 100% | 100% | 95% | 10 | 15 | N/A | 2012 | NREL ATB: Commercial Battery Storage | LBL Tracking the Sun | DNV Proprietary Data
US | Large 1 | Storage | Commercial | 300 | 1200 | 1460 | 16.67% | 86% | 86% | 86% | 100% | 100% | 95% | 10 | 15 | N/A | 2013 | NREL ATB: Commercial Battery Storage | LBL Tracking the Sun | DNV Proprietary Data
US | Large 1 | Storage | Commercial | 300 | 1200 | 1460 | 16.67% | 86% | 86% | 86% | 100% | 100% | 96% | 10 | 15 | N/A | 2014 | NREL ATB: Commercial Battery Storage | LBL Tracking the Sun | DNV Proprietary Data
US | Large 1 | Storage | Commercial | 300 | 1200 | 1460 | 16.67% | 87% | 87% | 87% | 100% | 100% | 96% | 10 | 15 | N/A | 2015 | NREL ATB: Commercial Battery Storage | LBL Tracking the Sun | DNV Proprietary Data
US | Large 1 | Storage | Commercial | 300 | 1200 | 1460 | 16.67% | 87% | 87% | 87% | 100% | 100% | 96% | 10 | 15 | N/A | 2016 | NREL ATB: Commercial Battery Storage | LBL Tracking the Sun | DNV Proprietary Data
US | Large 1 | Storage | Commercial | 300 | 1200 | 1460 | 16.67% | 87% | 87% | 87% | 100% | 100% | 96.5% | 10 | 15 | N/A | 2017 | NREL ATB: Commercial Battery Storage | LBL Tracking the Sun | DNV Proprietary Data
US | Large 1 | Storage | Commercial | 300 | 1200 | 1460 | 16.67% | 88% | 88% | 88% | 100% | 100% | 96.5% | 10 | 15 | N/A | 2018 | NREL ATB: Commercial Battery Storage | LBL Tracking the Sun | DNV Proprietary Data
US | Large 1 | Storage | Commercial | 300 | 1200 | 1460 | 16.67% | 88% | 88% | 88% | 100% | 100% | 97% | 10 | 15 | N/A | 2019 | NREL ATB: Commercial Battery Storage | LBL Tracking the Sun | DNV Proprietary Data
US | Large 1 | Storage | Commercial | 300 | 1200 | 1460 | 16.67% | 89% | 89% | 89% | 100% | 100% | 97% | 10 | 15 | N/A | 2020 | NREL ATB: Commercial Battery Storage | LBL Tracking the Sun | DNV Proprietary Data
US | Large 1 | Storage | Commercial | 300 | 1200 | 1460 | 16.67% | 90% | 90% | 90% | 100% | 100% | 97.5% | 10 | 15 | N/A | 2021 | NREL ATB: Commercial Battery Storage | LBL Tracking the Sun | DNV Proprietary Data
US | Large 1 | Storage | Commercial | 300 | 1200 | 1460 | 16.67% | 90% | 90% | 90% | 100% | 100% | 97.5% | 10 | 15 | N/A | 2022 | NREL ATB: Commercial Battery Storage | LBL Tracking the Sun | DNV Proprietary Data
US | Medium | Storage | Commercial | 150 | 600 | 1460 | 16.67% | 85% | 85% | 85% | 100% | 100% | 95% | 10 | 15 | N/A | 2012 | NREL ATB: Commercial Battery Storage | LBL Tracking the Sun | DNV Proprietary Data
US | Medium | Storage | Commercial | 150 | 600 | 1460 | 16.67% | 86% | 86% | 86% | 100% | 100% | 95% | 10 | 15 | N/A | 2013 | NREL ATB: Commercial Battery Storage | LBL Tracking the Sun | DNV Proprietary Data
US | Medium | Storage | Commercial | 150 | 600 | 1460 | 16.67% | 86% | 86% | 86% | 100% | 100% | 96% | 10 | 15 | N/A | 2014 | NREL ATB: Commercial Battery Storage | LBL Tracking the Sun | DNV Proprietary Data
US | Medium | Storage | Commercial | 150 | 600 | 1460 | 16.67% | 87% | 87% | 87% | 100% | 100% | 96% | 10 | 15 | N/A | 2015 | NREL ATB: Commercial Battery Storage | LBL Tracking the Sun | DNV Proprietary Data
US | Medium | Storage | Commercial | 150 | 600 | 1460 | 16.67% | 87% | 87% | 87% | 100% | 100% | 96% | 10 | 15 | N/A | 2016 | NREL ATB: Commercial Battery Storage | LBL Tracking the Sun | DNV Proprietary Data
US | Medium | Storage | Commercial | 150 | 600 | 1460 | 16.67% | 87% | 87% | 87% | 100% | 100% | 96.5% | 10 | 15 | N/A | 2017 | NREL ATB: Commercial Battery Storage | LBL Tracking the Sun | DNV Proprietary Data
US | Medium | Storage | Commercial | 150 | 600 | 1460 | 16.67% | 88% | 88% | 88% | 100% | 100% | 96.5% | 10 | 15 | N/A | 2018 | NREL ATB: Commercial Battery Storage | LBL Tracking the Sun | DNV Proprietary Data
US | Medium | Storage | Commercial | 150 | 600 | 1460 | 16.67% | 88% | 88% | 88% | 100% | 100% | 97% | 10 | 15 | N/A | 2019 | NREL ATB: Commercial Battery Storage | LBL Tracking the Sun | DNV Proprietary Data
US | Medium | Storage | Commercial | 150 | 600 | 1460 | 16.67% | 89% | 89% | 89% | 100% | 100% | 97% | 10 | 15 | N/A | 2020 | NREL ATB: Commercial Battery Storage | LBL Tracking the Sun | DNV Proprietary Data
US | Medium | Storage | Commercial | 150 | 600 | 1460 | 16.67% | 90% | 90% | 90% | 100% | 100% | 97.5% | 10 | 15 | N/A | 2021 | NREL ATB: Commercial Battery Storage | LBL Tracking the Sun | DNV Proprietary Data
US | Medium | Storage | Commercial | 150 | 600 | 1460 | 16.67% | 90% | 90% | 90% | 100% | 100% | 97.5% | 10 | 15 | N/A | 2022 | NREL ATB: Commercial Battery Storage | LBL Tracking the Sun | DNV Proprietary Data
US | Small 1 | Storage | Commercial | 19.9 | 79.6 | 1460 | 16.67% | 85% | 85% | 85% | 100% | 100% | 95% | 10 | 15 | N/A | 2012 | NREL ATB: Commercial Battery Storage | LBL Tracking the Sun | DNV Proprietary Data
US | Small 1 | Storage | Commercial | 22 | 88 | 1460 | 16.67% | 86% | 86% | 86% | 100% | 100% | 95% | 10 | 15 | N/A | 2013 | NREL ATB: Commercial Battery Storage | LBL Tracking the Sun | DNV Proprietary Data
US | Small 1 | Storage | Commercial | 20.4 | 81.6 | 1460 | 16.67% | 86% | 86% | 86% | 100% | 100% | 96% | 10 | 15 | N/A | 2014 | NREL ATB: Commercial Battery Storage | LBL Tracking the Sun | DNV Proprietary Data
US | Small 1 | Storage | Commercial | 19.3 | 77.2 | 1460 | 16.67% | 87% | 87% | 87% | 100% | 100% | 96% | 10 | 15 | N/A | 2015 | NREL ATB: Commercial Battery Storage | LBL Tracking the Sun | DNV Proprietary Data
US | Small 1 | Storage | Commercial | 19.5 | 78 | 1460 | 16.67% | 87% | 87% | 87% | 100% | 100% | 96% | 10 | 15 | N/A | 2016 | NREL ATB: Commercial Battery Storage | LBL Tracking the Sun | DNV Proprietary Data
US | Small 1 | Storage | Commercial | 22.8 | 91.2 | 1460 | 16.67% | 87% | 87% | 87% | 100% | 100% | 96.5% | 10 | 15 | N/A | 2017 | NREL ATB: Commercial Battery Storage | LBL Tracking the Sun | DNV Proprietary Data
US | Small 1 | Storage | Commercial | 23.1 | 92.4 | 1460 | 16.67% | 88% | 88% | 88% | 100% | 100% | 96.5% | 10 | 15 | N/A | 2018 | NREL ATB: Commercial Battery Storage | LBL Tracking the Sun | DNV Proprietary Data
US | Small 1 | Storage | Commercial | 22.5 | 90 | 1460 | 16.67% | 88% | 88% | 88% | 100% | 100% | 97% | 10 | 15 | N/A | 2019 | NREL ATB: Commercial Battery Storage | LBL Tracking the Sun | DNV Proprietary Data
US | Small 1 | Storage | Commercial | 21.4 | 85.6 | 1460 | 16.67% | 89% | 89% | 89% | 100% | 100% | 97% | 10 | 15 | N/A | 2020 | NREL ATB: Commercial Battery Storage | LBL Tracking the Sun | DNV Proprietary Data
US | Small 1 | Storage | Commercial | 19.2 | 76.8 | 1460 | 16.67% | 90% | 90% | 90% | 100% | 100% | 97.5% | 10 | 15 | N/A | 2021 | NREL ATB: Commercial Battery Storage | LBL Tracking the Sun | DNV Proprietary Data
US | Small 1 | Storage | Commercial | 20 | 80 | 1460 | 16.67% | 90% | 90% | 90% | 100% | 100% | 97.5% | 10 | 15 | N/A | 2022 | NREL ATB: Commercial Battery Storage | LBL Tracking the Sun | DNV Proprietary Data
US | Small 2 | Storage | Commercial | 60 | 240 | 1460 | 16.67% | 85% | 85% | 85% | 100% | 100% | 95% | 10 | 15 | N/A | 2012 | NREL ATB: Commercial Battery Storage | LBL Tracking the Sun | DNV Proprietary Data
US | Small 2 | Storage | Commercial | 60 | 240 | 1460 | 16.67% | 86% | 86% | 86% | 100% | 100% | 95% | 10 | 15 | N/A | 2013 | NREL ATB: Commercial Battery Storage | LBL Tracking the Sun | DNV Proprietary Data
US | Small 2 | Storage | Commercial | 60 | 240 | 1460 | 16.67% | 86% | 86% | 86% | 100% | 100% | 96% | 10 | 15 | N/A | 2014 | NREL ATB: Commercial Battery Storage | LBL Tracking the Sun | DNV Proprietary Data
US | Small 2 | Storage | Commercial | 60 | 240 | 1460 | 16.67% | 87% | 87% | 87% | 100% | 100% | 96% | 10 | 15 | N/A | 2015 | NREL ATB: Commercial Battery Storage | LBL Tracking the Sun | DNV Proprietary Data
US | Small 2 | Storage | Commercial | 60 | 240 | 1460 | 16.67% | 87% | 87% | 87% | 100% | 100% | 96% | 10 | 15 | N/A | 2016 | NREL ATB: Commercial Battery Storage | LBL Tracking the Sun | DNV Proprietary Data
US | Small 2 | Storage | Commercial | 60 | 240 | 1460 | 16.67% | 87% | 87% | 87% | 100% | 100% | 96.5% | 10 | 15 | N/A | 2017 | NREL ATB: Commercial Battery Storage | LBL Tracking the Sun | DNV Proprietary Data
US | Small 2 | Storage | Commercial | 60 | 240 | 1460 | 16.67% | 88% | 88% | 88% | 100% | 100% | 96.5% | 10 | 15 | N/A | 2018 | NREL ATB: Commercial Battery Storage | LBL Tracking the Sun | DNV Proprietary Data
US | Small 2 | Storage | Commercial | 60 | 240 | 1460 | 16.67% | 88% | 88% | 88% | 100% | 100% | 97% | 10 | 15 | N/A | 2019 | NREL ATB: Commercial Battery Storage | LBL Tracking the Sun | DNV Proprietary Data
US | Small 2 | Storage | Commercial | 60 | 240 | 1460 | 16.67% | 89% | 89% | 89% | 100% | 100% | 97% | 10 | 15 | N/A | 2020 | NREL ATB: Commercial Battery Storage | LBL Tracking the Sun | DNV Proprietary Data
US | Small 2 | Storage | Commercial | 60 | 240 | 1460 | 16.67% | 90% | 90% | 90% | 100% | 100% | 97.5% | 10 | 15 | N/A | 2021 | NREL ATB: Commercial Battery Storage | LBL Tracking the Sun | DNV Proprietary Data
US | Small 2 | Storage | Commercial | 60 | 240 | 1460 | 16.67% | 90% | 90% | 90% | 100% | 100% | 97.5% | 10 | 15 | N/A | 2022 | NREL ATB: Commercial Battery Storage | LBL Tracking the Sun | DNV Proprietary Data
UT | Large 1 | Storage | Commercial | 300 | 1200 | 1460 | 16.67% | 85% | 85% | 85% | 100% | 100% | 95% | 10 | 15 | Salt Lake City, UT | 2012 | NREL ATB: Commercial Battery Storage | LBL Tracking the Sun | DNV Proprietary Data
UT | Large 1 | Storage | Commercial | 300 | 1200 | 1460 | 16.67% | 86% | 86% | 86% | 100% | 100% | 95% | 10 | 15 | Salt Lake City, UT | 2013 | NREL ATB: Commercial Battery Storage | LBL Tracking the Sun | DNV Proprietary Data
UT | Large 1 | Storage | Commercial | 300 | 1200 | 1460 | 16.67% | 86% | 86% | 86% | 100% | 100% | 96% | 10 | 15 | Salt Lake City, UT | 2014 | NREL ATB: Commercial Battery Storage | LBL Tracking the Sun | DNV Proprietary Data
UT | Large 1 | Storage | Commercial | 300 | 1200 | 1460 | 16.67% | 87% | 87% | 87% | 100% | 100% | 96% | 10 | 15 | Salt Lake City, UT | 2015 | NREL ATB: Commercial Battery Storage | LBL Tracking the Sun | DNV Proprietary Data
UT | Large 1 | Storage | Commercial | 300 | 1200 | 1460 | 16.67% | 87% | 87% | 87% | 100% | 100% | 96% | 10 | 15 | Salt Lake City, UT | 2016 | NREL ATB: Commercial Battery Storage | LBL Tracking the Sun | DNV Proprietary Data
UT | Large 1 | Storage | Commercial | 300 | 1200 | 1460 | 16.67% | 87% | 87% | 87% | 100% | 100% | 96.5% | 10 | 15 | Salt Lake City, UT | 2017 | NREL ATB: Commercial Battery Storage | LBL Tracking the Sun | DNV Proprietary Data
UT | Large 1 | Storage | Commercial | 300 | 1200 | 1460 | 16.67% | 88% | 88% | 88% | 100% | 100% | 96.5% | 10 | 15 | Salt Lake City, UT | 2018 | NREL ATB: Commercial Battery Storage | LBL Tracking the Sun | DNV Proprietary Data
UT | Large 1 | Storage | Commercial | 300 | 1200 | 1460 | 16.67% | 88% | 88% | 88% | 100% | 100% | 97% | 10 | 15 | Salt Lake City, UT | 2019 | NREL ATB: Commercial Battery Storage | LBL Tracking the Sun | DNV Proprietary Data
UT | Large 1 | Storage | Commercial | 300 | 1200 | 1460 | 16.67% | 89% | 89% | 89% | 100% | 100% | 97% | 10 | 15 | Salt Lake City, UT | 2020 | NREL ATB: Commercial Battery Storage | LBL Tracking the Sun | DNV Proprietary Data
UT | Large 1 | Storage | Commercial | 300 | 1200 | 1460 | 16.67% | 90% | 90% | 90% | 100% | 100% | 97.5% | 10 | 15 | Salt Lake City, UT | 2021 | NREL ATB: Commercial Battery Storage | LBL Tracking the Sun | DNV Proprietary Data
UT | Large 1 | Storage | Commercial | 300 | 1200 | 1460 | 16.67% | 90% | 90% | 90% | 100% | 100% | 97.5% | 10 | 15 | Salt Lake City, UT | 2022 | NREL ATB: Commercial Battery Storage | LBL Tracking the Sun | DNV Proprietary Data
UT | Medium | Storage | Commercial | 150 | 600 | 1460 | 16.67% | 85% | 85% | 85% | 100% | 100% | 95% | 10 | 15 | Salt Lake City, UT | 2012 | NREL ATB: Commercial Battery Storage | LBL Tracking the Sun | DNV Proprietary Data
UT | Medium | Storage | Commercial | 150 | 600 | 1460 | 16.67% | 86% | 86% | 86% | 100% | 100% | 95% | 10 | 15 | Salt Lake City, UT | 2013 | NREL ATB: Commercial Battery Storage | LBL Tracking the Sun | DNV Proprietary Data
UT | Medium | Storage | Commercial | 150 | 600 | 1460 | 16.67% | 86% | 86% | 86% | 100% | 100% | 96% | 10 | 15 | Salt Lake City, UT | 2014 | NREL ATB: Commercial Battery Storage | LBL Tracking the Sun | DNV Proprietary Data
UT | Medium | Storage | Commercial | 150 | 600 | 1460 | 16.67% | 87% | 87% | 87% | 100% | 100% | 96% | 10 | 15 | Salt Lake City, UT | 2015 | NREL ATB: Commercial Battery Storage | LBL Tracking the Sun | DNV Proprietary Data
UT | Medium | Storage | Commercial | 150 | 600 | 1460 | 16.67% | 87% | 87% | 87% | 100% | 100% | 96% | 10 | 15 | Salt Lake City, UT | 2016 | NREL ATB: Commercial Battery Storage | LBL Tracking the Sun | DNV Proprietary Data
UT | Medium | Storage | Commercial | 150 | 600 | 1460 | 16.67% | 87% | 87% | 87% | 100% | 100% | 96.5% | 10 | 15 | Salt Lake City, UT | 2017 | NREL ATB: Commercial Battery Storage | LBL Tracking the Sun | DNV Proprietary Data
UT | Medium | Storage | Commercial | 150 | 600 | 1460 | 16.67% | 88% | 88% | 88% | 100% | 100% | 96.5% | 10 | 15 | Salt Lake City, UT | 2018 | NREL ATB: Commercial Battery Storage | LBL Tracking the Sun | DNV Proprietary Data
UT | Medium | Storage | Commercial | 150 | 600 | 1460 | 16.67% | 88% | 88% | 88% | 100% | 100% | 97% | 10 | 15 | Salt Lake City, UT | 2019 | NREL ATB: Commercial Battery Storage | LBL Tracking the Sun | DNV Proprietary Data
UT | Medium | Storage | Commercial | 150 | 600 | 1460 | 16.67% | 89% | 89% | 89% | 100% | 100% | 97% | 10 | 15 | Salt Lake City, UT | 2020 | NREL ATB: Commercial Battery Storage | LBL Tracking the Sun | DNV Proprietary Data
UT | Medium | Storage | Commercial | 150 | 600 | 1460 | 16.67% | 90% | 90% | 90% | 100% | 100% | 97.5% | 10 | 15 | Salt Lake City, UT | 2021 | NREL ATB: Commercial Battery Storage | LBL Tracking the Sun | DNV Proprietary Data
UT | Medium | Storage | Commercial | 150 | 600 | 1460 | 16.67% | 90% | 90% | 90% | 100% | 100% | 97.5% | 10 | 15 | Salt Lake City, UT | 2022 | NREL ATB: Commercial Battery Storage | LBL Tracking the Sun | DNV Proprietary Data
UT | Small 1 | Storage | Commercial | 19.9 | 79.6 | 1460 | 16.67% | 85% | 85% | 85% | 100% | 100% | 95% | 10 | 15 | Salt Lake City, UT | 2012 | NREL ATB: Commercial Battery Storage | LBL Tracking the Sun | DNV Proprietary Data
UT | Small 1 | Storage | Commercial | 22 | 88 | 1460 | 16.67% | 86% | 86% | 86% | 100% | 100% | 95% | 10 | 15 | Salt Lake City, UT | 2013 | NREL ATB: Commercial Battery Storage | LBL Tracking the Sun | DNV Proprietary Data
UT | Small 1 | Storage | Commercial | 20.4 | 81.6 | 1460 | 16.67% | 86% | 86% | 86% | 100% | 100% | 96% | 10 | 15 | Salt Lake City, UT | 2014 | NREL ATB: Commercial Battery Storage | LBL Tracking the Sun | DNV Proprietary Data
UT | Small 1 | Storage | Commercial | 19.3 | 77.2 | 1460 | 16.67% | 87% | 87% | 87% | 100% | 100% | 96% | 10 | 15 | Salt Lake City, UT | 2015 | NREL ATB: Commercial Battery Storage | LBL Tracking the Sun | DNV Proprietary Data
UT | Small 1 | Storage | Commercial | 19.5 | 78 | 1460 | 16.67% | 87% | 87% | 87% | 100% | 100% | 96% | 10 | 15 | Salt Lake City, UT | 2016 | NREL ATB: Commercial Battery Storage | LBL Tracking the Sun | DNV Proprietary Data
UT | Small 1 | Storage | Commercial | 22.8 | 91.2 | 1460 | 16.67% | 87% | 87% | 87% | 100% | 100% | 96.5% | 10 | 15 | Salt Lake City, UT | 2017 | NREL ATB: Commercial Battery Storage | LBL Tracking the Sun | DNV Proprietary Data
UT | Small 1 | Storage | Commercial | 23.1 | 92.4 | 1460 | 16.67% | 88% | 88% | 88% | 100% | 100% | 96.5% | 10 | 15 | Salt Lake City, UT | 2018 | NREL ATB: Commercial Battery Storage | LBL Tracking the Sun | DNV Proprietary Data
UT | Small 1 | Storage | Commercial | 22.5 | 90 | 1460 | 16.67% | 88% | 88% | 88% | 100% | 100% | 97% | 10 | 15 | Salt Lake City, UT | 2019 | NREL ATB: Commercial Battery Storage | LBL Tracking the Sun | DNV Proprietary Data
UT | Small 1 | Storage | Commercial | 21.4 | 85.6 | 1460 | 16.67% | 89% | 89% | 89% | 100% | 100% | 97% | 10 | 15 | Salt Lake City, UT | 2020 | NREL ATB: Commercial Battery Storage | LBL Tracking the Sun | DNV Proprietary Data
UT | Small 1 | Storage | Commercial | 19.2 | 76.8 | 1460 | 16.67% | 90% | 90% | 90% | 100% | 100% | 97.5% | 10 | 15 | Salt Lake City, UT | 2021 | NREL ATB: Commercial Battery Storage | LBL Tracking the Sun | DNV Proprietary Data
UT | Small 1 | Storage | Commercial | 20 | 80 | 1460 | 16.67% | 90% | 90% | 90% | 100% | 100% | 97.5% | 10 | 15 | Salt Lake City, UT | 2022 | NREL ATB: Commercial Battery Storage | LBL Tracking the Sun | DNV Proprietary Data
UT | Small 2 | Storage | Commercial | 60 | 240 | 1460 | 16.67% | 85% | 85% | 85% | 100% | 100% | 95% | 10 | 15 | Salt Lake City, UT | 2012 | NREL ATB: Commercial Battery Storage | LBL Tracking the Sun | DNV Proprietary Data
UT | Small 2 | Storage | Commercial | 60 | 240 | 1460 | 16.67% | 86% | 86% | 86% | 100% | 100% | 95% | 10 | 15 | Salt Lake City, UT | 2013 | NREL ATB: Commercial Battery Storage | LBL Tracking the Sun | DNV Proprietary Data
UT | Small 2 | Storage | Commercial | 60 | 240 | 1460 | 16.67% | 86% | 86% | 86% | 100% | 100% | 96% | 10 | 15 | Salt Lake City, UT | 2014 | NREL ATB: Commercial Battery Storage | LBL Tracking the Sun | DNV Proprietary Data
UT | Small 2 | Storage | Commercial | 60 | 240 | 1460 | 16.67% | 87% | 87% | 87% | 100% | 100% | 96% | 10 | 15 | Salt Lake City, UT | 2015 | NREL ATB: Commercial Battery Storage | LBL Tracking the Sun | DNV Proprietary Data
UT | Small 2 | Storage | Commercial | 60 | 240 | 1460 | 16.67% | 87% | 87% | 87% | 100% | 100% | 96% | 10 | 15 | Salt Lake City, UT | 2016 | NREL ATB: Commercial Battery Storage | LBL Tracking the Sun | DNV Proprietary Data
UT | Small 2 | Storage | Commercial | 60 | 240 | 1460 | 16.67% | 87% | 87% | 87% | 100% | 100% | 96.5% | 10 | 15 | Salt Lake City, UT | 2017 | NREL ATB: Commercial Battery Storage | LBL Tracking the Sun | DNV Proprietary Data
UT | Small 2 | Storage | Commercial | 60 | 240 | 1460 | 16.67% | 88% | 88% | 88% | 100% | 100% | 96.5% | 10 | 15 | Salt Lake City, UT | 2018 | NREL ATB: Commercial Battery Storage | LBL Tracking the Sun | DNV Proprietary Data
UT | Small 2 | Storage | Commercial | 60 | 240 | 1460 | 16.67% | 88% | 88% | 88% | 100% | 100% | 97% | 10 | 15 | Salt Lake City, UT | 2019 | NREL ATB: Commercial Battery Storage | LBL Tracking the Sun | DNV Proprietary Data
UT | Small 2 | Storage | Commercial | 60 | 240 | 1460 | 16.67% | 89% | 89% | 89% | 100% | 100% | 97% | 10 | 15 | Salt Lake City, UT | 2020 | NREL ATB: Commercial Battery Storage | LBL Tracking the Sun | DNV Proprietary Data
UT | Small 2 | Storage | Commercial | 60 | 240 | 1460 | 16.67% | 90% | 90% | 90% | 100% | 100% | 97.5% | 10 | 15 | Salt Lake City, UT | 2021 | NREL ATB: Commercial Battery Storage | LBL Tracking the Sun | DNV Proprietary Data
UT | Small 2 | Storage | Commercial | 60 | 240 | 1460 | 16.67% | 90% | 90% | 90% | 100% | 100% | 97.5% | 10 | 15 | Salt Lake City, UT | 2022 | NREL ATB: Commercial Battery Storage | LBL Tracking the Sun | DNV Proprietary Data
VA | Large 1 | Storage | Commercial | 300 | 1200 | 1460 | 16.67% | 85% | 85% | 85% | 100% | 100% | 95% | 10 | 15 | Richmond, VA | 2012 | NREL ATB: Commercial Battery Storage | LBL Tracking the Sun | DNV Proprietary Data
VA | Large 1 | Storage | Commercial | 300 | 1200 | 1460 | 16.67% | 86% | 86% | 86% | 100% | 100% | 95% | 10 | 15 | Richmond, VA | 2013 | NREL ATB: Commercial Battery Storage | LBL Tracking the Sun | DNV Proprietary Data
VA | Large 1 | Storage | Commercial | 300 | 1200 | 1460 | 16.67% | 86% | 86% | 86% | 100% | 100% | 96% | 10 | 15 | Richmond, VA | 2014 | NREL ATB: Commercial Battery Storage | LBL Tracking the Sun | DNV Proprietary Data
VA | Large 1 | Storage | Commercial | 300 | 1200 | 1460 | 16.67% | 87% | 87% | 87% | 100% | 100% | 96% | 10 | 15 | Richmond, VA | 2015 | NREL ATB: Commercial Battery Storage | LBL Tracking the Sun | DNV Proprietary Data
VA | Large 1 | Storage | Commercial | 300 | 1200 | 1460 | 16.67% | 87% | 87% | 87% | 100% | 100% | 96% | 10 | 15 | Richmond, VA | 2016 | NREL ATB: Commercial Battery Storage | LBL Tracking the Sun | DNV Proprietary Data
VA | Large 1 | Storage | Commercial | 300 | 1200 | 1460 | 16.67% | 87% | 87% | 87% | 100% | 100% | 96.5% | 10 | 15 | Richmond, VA | 2017 | NREL ATB: Commercial Battery Storage | LBL Tracking the Sun | DNV Proprietary Data
VA | Large 1 | Storage | Commercial | 300 | 1200 | 1460 | 16.67% | 88% | 88% | 88% | 100% | 100% | 96.5% | 10 | 15 | Richmond, VA | 2018 | NREL ATB: Commercial Battery Storage | LBL Tracking the Sun | DNV Proprietary Data
VA | Large 1 | Storage | Commercial | 300 | 1200 | 1460 | 16.67% | 88% | 88% | 88% | 100% | 100% | 97% | 10 | 15 | Richmond, VA | 2019 | NREL ATB: Commercial Battery Storage | LBL Tracking the Sun | DNV Proprietary Data
VA | Large 1 | Storage | Commercial | 300 | 1200 | 1460 | 16.67% | 89% | 89% | 89% | 100% | 100% | 97% | 10 | 15 | Richmond, VA | 2020 | NREL ATB: Commercial Battery Storage | LBL Tracking the Sun | DNV Proprietary Data
VA | Large 1 | Storage | Commercial | 300 | 1200 | 1460 | 16.67% | 90% | 90% | 90% | 100% | 100% | 97.5% | 10 | 15 | Richmond, VA | 2021 | NREL ATB: Commercial Battery Storage | LBL Tracking the Sun | DNV Proprietary Data
VA | Large 1 | Storage | Commercial | 300 | 1200 | 1460 | 16.67% | 90% | 90% | 90% | 100% | 100% | 97.5% | 10 | 15 | Richmond, VA | 2022 | NREL ATB: Commercial Battery Storage | LBL Tracking the Sun | DNV Proprietary Data
VA | Medium | Storage | Commercial | 150 | 600 | 1460 | 16.67% | 85% | 85% | 85% | 100% | 100% | 95% | 10 | 15 | Richmond, VA | 2012 | NREL ATB: Commercial Battery Storage | LBL Tracking the Sun | DNV Proprietary Data
VA | Medium | Storage | Commercial | 150 | 600 | 1460 | 16.67% | 86% | 86% | 86% | 100% | 100% | 95% | 10 | 15 | Richmond, VA | 2013 | NREL ATB: Commercial Battery Storage | LBL Tracking the Sun | DNV Proprietary Data
VA | Medium | Storage | Commercial | 150 | 600 | 1460 | 16.67% | 86% | 86% | 86% | 100% | 100% | 96% | 10 | 15 | Richmond, VA | 2014 | NREL ATB: Commercial Battery Storage | LBL Tracking the Sun | DNV Proprietary Data
VA | Medium | Storage | Commercial | 150 | 600 | 1460 | 16.67% | 87% | 87% | 87% | 100% | 100% | 96% | 10 | 15 | Richmond, VA | 2015 | NREL ATB: Commercial Battery Storage | LBL Tracking the Sun | DNV Proprietary Data
VA | Medium | Storage | Commercial | 150 | 600 | 1460 | 16.67% | 87% | 87% | 87% | 100% | 100% | 96% | 10 | 15 | Richmond, VA | 2016 | NREL ATB: Commercial Battery Storage | LBL Tracking the Sun | DNV Proprietary Data
VA | Medium | Storage | Commercial | 150 | 600 | 1460 | 16.67% | 87% | 87% | 87% | 100% | 100% | 96.5% | 10 | 15 | Richmond, VA | 2017 | NREL ATB: Commercial Battery Storage | LBL Tracking the Sun | DNV Proprietary Data
VA | Medium | Storage | Commercial | 150 | 600 | 1460 | 16.67% | 88% | 88% | 88% | 100% | 100% | 96.5% | 10 | 15 | Richmond, VA | 2018 | NREL ATB: Commercial Battery Storage | LBL Tracking the Sun | DNV Proprietary Data
VA | Medium | Storage | Commercial | 150 | 600 | 1460 | 16.67% | 88% | 88% | 88% | 100% | 100% | 97% | 10 | 15 | Richmond, VA | 2019 | NREL ATB: Commercial Battery Storage | LBL Tracking the Sun | DNV Proprietary Data
VA | Medium | Storage | Commercial | 150 | 600 | 1460 | 16.67% | 89% | 89% | 89% | 100% | 100% | 97% | 10 | 15 | Richmond, VA | 2020 | NREL ATB: Commercial Battery Storage | LBL Tracking the Sun | DNV Proprietary Data
VA | Medium | Storage | Commercial | 150 | 600 | 1460 | 16.67% | 90% | 90% | 90% | 100% | 100% | 97.5% | 10 | 15 | Richmond, VA | 2021 | NREL ATB: Commercial Battery Storage | LBL Tracking the Sun | DNV Proprietary Data
VA | Medium | Storage | Commercial | 150 | 600 | 1460 | 16.67% | 90% | 90% | 90% | 100% | 100% | 97.5% | 10 | 15 | Richmond, VA | 2022 | NREL ATB: Commercial Battery Storage | LBL Tracking the Sun | DNV Proprietary Data
VA | Small 1 | Storage | Commercial | 19.9 | 79.6 | 1460 | 16.67% | 85% | 85% | 85% | 100% | 100% | 95% | 10 | 15 | Richmond, VA | 2012 | NREL ATB: Commercial Battery Storage | LBL Tracking the Sun | DNV Proprietary Data
VA | Small 1 | Storage | Commercial | 22 | 88 | 1460 | 16.67% | 86% | 86% | 86% | 100% | 100% | 95% | 10 | 15 | Richmond, VA | 2013 | NREL ATB: Commercial Battery Storage | LBL Tracking the Sun | DNV Proprietary Data
VA | Small 1 | Storage | Commercial | 20.4 | 81.6 | 1460 | 16.67% | 86% | 86% | 86% | 100% | 100% | 96% | 10 | 15 | Richmond, VA | 2014 | NREL ATB: Commercial Battery Storage | LBL Tracking the Sun | DNV Proprietary Data
VA | Small 1 | Storage | Commercial | 19.3 | 77.2 | 1460 | 16.67% | 87% | 87% | 87% | 100% | 100% | 96% | 10 | 15 | Richmond, VA | 2015 | NREL ATB: Commercial Battery Storage | LBL Tracking the Sun | DNV Proprietary Data
VA | Small 1 | Storage | Commercial | 19.5 | 78 | 1460 | 16.67% | 87% | 87% | 87% | 100% | 100% | 96% | 10 | 15 | Richmond, VA | 2016 | NREL ATB: Commercial Battery Storage | LBL Tracking the Sun | DNV Proprietary Data
VA | Small 1 | Storage | Commercial | 22.8 | 91.2 | 1460 | 16.67% | 87% | 87% | 87% | 100% | 100% | 96.5% | 10 | 15 | Richmond, VA | 2017 | NREL ATB: Commercial Battery Storage | LBL Tracking the Sun | DNV Proprietary Data
VA | Small 1 | Storage | Commercial | 23.1 | 92.4 | 1460 | 16.67% | 88% | 88% | 88% | 100% | 100% | 96.5% | 10 | 15 | Richmond, VA | 2018 | NREL ATB: Commercial Battery Storage | LBL Tracking the Sun | DNV Proprietary Data
VA | Small 1 | Storage | Commercial | 22.5 | 90 | 1460 | 16.67% | 88% | 88% | 88% | 100% | 100% | 97% | 10 | 15 | Richmond, VA | 2019 | NREL ATB: Commercial Battery Storage | LBL Tracking the Sun | DNV Proprietary Data
VA | Small 1 | Storage | Commercial | 21.4 | 85.6 | 1460 | 16.67% | 89% | 89% | 89% | 100% | 100% | 97% | 10 | 15 | Richmond, VA | 2020 | NREL ATB: Commercial Battery Storage | LBL Tracking the Sun | DNV Proprietary Data
VA | Small 1 | Storage | Commercial | 19.2 | 76.8 | 1460 | 16.67% | 90% | 90% | 90% | 100% | 100% | 97.5% | 10 | 15 | Richmond, VA | 2021 | NREL ATB: Commercial Battery Storage | LBL Tracking the Sun | DNV Proprietary Data
VA | Small 1 | Storage | Commercial | 20 | 80 | 1460 | 16.67% | 90% | 90% | 90% | 100% | 100% | 97.5% | 10 | 15 | Richmond, VA | 2022 | NREL ATB: Commercial Battery Storage | LBL Tracking the Sun | DNV Proprietary Data
VA | Small 2 | Storage | Commercial | 60 | 240 | 1460 | 16.67% | 85% | 85% | 85% | 100% | 100% | 95% | 10 | 15 | Richmond, VA | 2012 | NREL ATB: Commercial Battery Storage | LBL Tracking the Sun | DNV Proprietary Data
VA | Small 2 | Storage | Commercial | 60 | 240 | 1460 | 16.67% | 86% | 86% | 86% | 100% | 100% | 95% | 10 | 15 | Richmond, VA | 2013 | NREL ATB: Commercial Battery Storage | LBL Tracking the Sun | DNV Proprietary Data
VA | Small 2 | Storage | Commercial | 60 | 240 | 1460 | 16.67% | 86% | 86% | 86% | 100% | 100% | 96% | 10 | 15 | Richmond, VA | 2014 | NREL ATB: Commercial Battery Storage | LBL Tracking the Sun | DNV Proprietary Data
VA | Small 2 | Storage | Commercial | 60 | 240 | 1460 | 16.67% | 87% | 87% | 87% | 100% | 100% | 96% | 10 | 15 | Richmond, VA | 2015 | NREL ATB: Commercial Battery Storage | LBL Tracking the Sun | DNV Proprietary Data
VA | Small 2 | Storage | Commercial | 60 | 240 | 1460 | 16.67% | 87% | 87% | 87% | 100% | 100% | 96% | 10 | 15 | Richmond, VA | 2016 | NREL ATB: Commercial Battery Storage | LBL Tracking the Sun | DNV Proprietary Data
VA | Small 2 | Storage | Commercial | 60 | 240 | 1460 | 16.67% | 87% | 87% | 87% | 100% | 100% | 96.5% | 10 | 15 | Richmond, VA | 2017 | NREL ATB: Commercial Battery Storage | LBL Tracking the Sun | DNV Proprietary Data
VA | Small 2 | Storage | Commercial | 60 | 240 | 1460 | 16.67% | 88% | 88% | 88% | 100% | 100% | 96.5% | 10 | 15 | Richmond, VA | 2018 | NREL ATB: Commercial Battery Storage | LBL Tracking the Sun | DNV Proprietary Data
VA | Small 2 | Storage | Commercial | 60 | 240 | 1460 | 16.67% | 88% | 88% | 88% | 100% | 100% | 97% | 10 | 15 | Richmond, VA | 2019 | NREL ATB: Commercial Battery Storage | LBL Tracking the Sun | DNV Proprietary Data
VA | Small 2 | Storage | Commercial | 60 | 240 | 1460 | 16.67% | 89% | 89% | 89% | 100% | 100% | 97% | 10 | 15 | Richmond, VA | 2020 | NREL ATB: Commercial Battery Storage | LBL Tracking the Sun | DNV Proprietary Data
VA | Small 2 | Storage | Commercial | 60 | 240 | 1460 | 16.67% | 90% | 90% | 90% | 100% | 100% | 97.5% | 10 | 15 | Richmond, VA | 2021 | NREL ATB: Commercial Battery Storage | LBL Tracking the Sun | DNV Proprietary Data
VA | Small 2 | Storage | Commercial | 60 | 240 | 1460 | 16.67% | 90% | 90% | 90% | 100% | 100% | 97.5% | 10 | 15 | Richmond, VA | 2022 | NREL ATB: Commercial Battery Storage | LBL Tracking the Sun | DNV Proprietary Data
VT | Large 1 | Storage | Commercial | 300 | 1200 | 1460 | 16.67% | 85% | 85% | 85% | 100% | 100% | 95% | 10 | 15 | Burlington, VT | 2012 | NREL ATB: Commercial Battery Storage | LBL Tracking the Sun | DNV Proprietary Data
VT | Large 1 | Storage | Commercial | 300 | 1200 | 1460 | 16.67% | 86% | 86% | 86% | 100% | 100% | 95% | 10 | 15 | Burlington, VT | 2013 | NREL ATB: Commercial Battery Storage | LBL Tracking the Sun | DNV Proprietary Data
VT | Large 1 | Storage | Commercial | 300 | 1200 | 1460 | 16.67% | 86% | 86% | 86% | 100% | 100% | 96% | 10 | 15 | Burlington, VT | 2014 | NREL ATB: Commercial Battery Storage | LBL Tracking the Sun | DNV Proprietary Data
VT | Large 1 | Storage | Commercial | 300 | 1200 | 1460 | 16.67% | 87% | 87% | 87% | 100% | 100% | 96% | 10 | 15 | Burlington, VT | 2015 | NREL ATB: Commercial Battery Storage | LBL Tracking the Sun | DNV Proprietary Data
VT | Large 1 | Storage | Commercial | 300 | 1200 | 1460 | 16.67% | 87% | 87% | 87% | 100% | 100% | 96% | 10 | 15 | Burlington, VT | 2016 | NREL ATB: Commercial Battery Storage | LBL Tracking the Sun | DNV Proprietary Data
VT | Large 1 | Storage | Commercial | 300 | 1200 | 1460 | 16.67% | 87% | 87% | 87% | 100% | 100% | 96.5% | 10 | 15 | Burlington, VT | 2017 | NREL ATB: Commercial Battery Storage | LBL Tracking the Sun | DNV Proprietary Data
VT | Large 1 | Storage | Commercial | 300 | 1200 | 1460 | 16.67% | 88% | 88% | 88% | 100% | 100% | 96.5% | 10 | 15 | Burlington, VT | 2018 | NREL ATB: Commercial Battery Storage | LBL Tracking the Sun | DNV Proprietary Data
VT | Large 1 | Storage | Commercial | 300 | 1200 | 1460 | 16.67% | 88% | 88% | 88% | 100% | 100% | 97% | 10 | 15 | Burlington, VT | 2019 | NREL ATB: Commercial Battery Storage | LBL Tracking the Sun | DNV Proprietary Data
VT | Large 1 | Storage | Commercial | 300 | 1200 | 1460 | 16.67% | 89% | 89% | 89% | 100% | 100% | 97% | 10 | 15 | Burlington, VT | 2020 | NREL ATB: Commercial Battery Storage | LBL Tracking the Sun | DNV Proprietary Data
VT | Large 1 | Storage | Commercial | 300 | 1200 | 1460 | 16.67% | 90% | 90% | 90% | 100% | 100% | 97.5% | 10 | 15 | Burlington, VT | 2021 | NREL ATB: Commercial Battery Storage | LBL Tracking the Sun | DNV Proprietary Data
VT | Large 1 | Storage | Commercial | 300 | 1200 | 1460 | 16.67% | 90% | 90% | 90% | 100% | 100% | 97.5% | 10 | 15 | Burlington, VT | 2022 | NREL ATB: Commercial Battery Storage | LBL Tracking the Sun | DNV Proprietary Data
VT | Medium | Storage | Commercial | 150 | 600 | 1460 | 16.67% | 85% | 85% | 85% | 100% | 100% | 95% | 10 | 15 | Burlington, VT | 2012 | NREL ATB: Commercial Battery Storage | LBL Tracking the Sun | DNV Proprietary Data
VT | Medium | Storage | Commercial | 150 | 600 | 1460 | 16.67% | 86% | 86% | 86% | 100% | 100% | 95% | 10 | 15 | Burlington, VT | 2013 | NREL ATB: Commercial Battery Storage | LBL Tracking the Sun | DNV Proprietary Data
VT | Medium | Storage | Commercial | 150 | 600 | 1460 | 16.67% | 86% | 86% | 86% | 100% | 100% | 96% | 10 | 15 | Burlington, VT | 2014 | NREL ATB: Commercial Battery Storage | LBL Tracking the Sun | DNV Proprietary Data
VT | Medium | Storage | Commercial | 150 | 600 | 1460 | 16.67% | 87% | 87% | 87% | 100% | 100% | 96% | 10 | 15 | Burlington, VT | 2015 | NREL ATB: Commercial Battery Storage | LBL Tracking the Sun | DNV Proprietary Data
VT | Medium | Storage | Commercial | 150 | 600 | 1460 | 16.67% | 87% | 87% | 87% | 100% | 100% | 96% | 10 | 15 | Burlington, VT | 2016 | NREL ATB: Commercial Battery Storage | LBL Tracking the Sun | DNV Proprietary Data
VT | Medium | Storage | Commercial | 150 | 600 | 1460 | 16.67% | 87% | 87% | 87% | 100% | 100% | 96.5% | 10 | 15 | Burlington, VT | 2017 | NREL ATB: Commercial Battery Storage | LBL Tracking the Sun | DNV Proprietary Data
VT | Medium | Storage | Commercial | 150 | 600 | 1460 | 16.67% | 88% | 88% | 88% | 100% | 100% | 96.5% | 10 | 15 | Burlington, VT | 2018 | NREL ATB: Commercial Battery Storage | LBL Tracking the Sun | DNV Proprietary Data
VT | Medium | Storage | Commercial | 150 | 600 | 1460 | 16.67% | 88% | 88% | 88% | 100% | 100% | 97% | 10 | 15 | Burlington, VT | 2019 | NREL ATB: Commercial Battery Storage | LBL Tracking the Sun | DNV Proprietary Data
VT | Medium | Storage | Commercial | 150 | 600 | 1460 | 16.67% | 89% | 89% | 89% | 100% | 100% | 97% | 10 | 15 | Burlington, VT | 2020 | NREL ATB: Commercial Battery Storage | LBL Tracking the Sun | DNV Proprietary Data
VT | Medium | Storage | Commercial | 150 | 600 | 1460 | 16.67% | 90% | 90% | 90% | 100% | 100% | 97.5% | 10 | 15 | Burlington, VT | 2021 | NREL ATB: Commercial Battery Storage | LBL Tracking the Sun | DNV Proprietary Data
VT | Medium | Storage | Commercial | 150 | 600 | 1460 | 16.67% | 90% | 90% | 90% | 100% | 100% | 97.5% | 10 | 15 | Burlington, VT | 2022 | NREL ATB: Commercial Battery Storage | LBL Tracking the Sun | DNV Proprietary Data
VT | Small 1 | Storage | Commercial | 19.9 | 79.6 | 1460 | 16.67% | 85% | 85% | 85% | 100% | 100% | 95% | 10 | 15 | Burlington, VT | 2012 | NREL ATB: Commercial Battery Storage | LBL Tracking the Sun | DNV Proprietary Data
VT | Small 1 | Storage | Commercial | 22 | 88 | 1460 | 16.67% | 86% | 86% | 86% | 100% | 100% | 95% | 10 | 15 | Burlington, VT | 2013 | NREL ATB: Commercial Battery Storage | LBL Tracking the Sun | DNV Proprietary Data
VT | Small 1 | Storage | Commercial | 20.4 | 81.6 | 1460 | 16.67% | 86% | 86% | 86% | 100% | 100% | 96% | 10 | 15 | Burlington, VT | 2014 | NREL ATB: Commercial Battery Storage | LBL Tracking the Sun | DNV Proprietary Data
VT | Small 1 | Storage | Commercial | 19.3 | 77.2 | 1460 | 16.67% | 87% | 87% | 87% | 100% | 100% | 96% | 10 | 15 | Burlington, VT | 2015 | NREL ATB: Commercial Battery Storage | LBL Tracking the Sun | DNV Proprietary Data
VT | Small 1 | Storage | Commercial | 19.5 | 78 | 1460 | 16.67% | 87% | 87% | 87% | 100% | 100% | 96% | 10 | 15 | Burlington, VT | 2016 | NREL ATB: Commercial Battery Storage | LBL Tracking the Sun | DNV Proprietary Data
VT | Small 1 | Storage | Commercial | 22.8 | 91.2 | 1460 | 16.67% | 87% | 87% | 87% | 100% | 100% | 96.5% | 10 | 15 | Burlington, VT | 2017 | NREL ATB: Commercial Battery Storage | LBL Tracking the Sun | DNV Proprietary Data
VT | Small 1 | Storage | Commercial | 23.1 | 92.4 | 1460 | 16.67% | 88% | 88% | 88% | 100% | 100% | 96.5% | 10 | 15 | Burlington, VT | 2018 | NREL ATB: Commercial Battery Storage | LBL Tracking the Sun | DNV Proprietary Data
VT | Small 1 | Storage | Commercial | 22.5 | 90 | 1460 | 16.67% | 88% | 88% | 88% | 100% | 100% | 97% | 10 | 15 | Burlington, VT | 2019 | NREL ATB: Commercial Battery Storage | LBL Tracking the Sun | DNV Proprietary Data
VT | Small 1 | Storage | Commercial | 21.4 | 85.6 | 1460 | 16.67% | 89% | 89% | 89% | 100% | 100% | 97% | 10 | 15 | Burlington, VT | 2020 | NREL ATB: Commercial Battery Storage | LBL Tracking the Sun | DNV Proprietary Data
VT | Small 1 | Storage | Commercial | 19.2 | 76.8 | 1460 | 16.67% | 90% | 90% | 90% | 100% | 100% | 97.5% | 10 | 15 | Burlington, VT | 2021 | NREL ATB: Commercial Battery Storage | LBL Tracking the Sun | DNV Proprietary Data
VT | Small 1 | Storage | Commercial | 20 | 80 | 1460 | 16.67% | 90% | 90% | 90% | 100% | 100% | 97.5% | 10 | 15 | Burlington, VT | 2022 | NREL ATB: Commercial Battery Storage | LBL Tracking the Sun | DNV Proprietary Data
VT | Small 2 | Storage | Commercial | 60 | 240 | 1460 | 16.67% | 85% | 85% | 85% | 100% | 100% | 95% | 10 | 15 | Burlington, VT | 2012 | NREL ATB: Commercial Battery Storage | LBL Tracking the Sun | DNV Proprietary Data
VT | Small 2 | Storage | Commercial | 60 | 240 | 1460 | 16.67% | 86% | 86% | 86% | 100% | 100% | 95% | 10 | 15 | Burlington, VT | 2013 | NREL ATB: Commercial Battery Storage | LBL Tracking the Sun | DNV Proprietary Data
VT | Small 2 | Storage | Commercial | 60 | 240 | 1460 | 16.67% | 86% | 86% | 86% | 100% | 100% | 96% | 10 | 15 | Burlington, VT | 2014 | NREL ATB: Commercial Battery Storage | LBL Tracking the Sun | DNV Proprietary Data
VT | Small 2 | Storage | Commercial | 60 | 240 | 1460 | 16.67% | 87% | 87% | 87% | 100% | 100% | 96% | 10 | 15 | Burlington, VT | 2015 | NREL ATB: Commercial Battery Storage | LBL Tracking the Sun | DNV Proprietary Data
VT | Small 2 | Storage | Commercial | 60 | 240 | 1460 | 16.67% | 87% | 87% | 87% | 100% | 100% | 96% | 10 | 15 | Burlington, VT | 2016 | NREL ATB: Commercial Battery Storage | LBL Tracking the Sun | DNV Proprietary Data
VT | Small 2 | Storage | Commercial | 60 | 240 | 1460 | 16.67% | 87% | 87% | 87% | 100% | 100% | 96.5% | 10 | 15 | Burlington, VT | 2017 | NREL ATB: Commercial Battery Storage | LBL Tracking the Sun | DNV Proprietary Data
VT | Small 2 | Storage | Commercial | 60 | 240 | 1460 | 16.67% | 88% | 88% | 88% | 100% | 100% | 96.5% | 10 | 15 | Burlington, VT | 2018 | NREL ATB: Commercial Battery Storage | LBL Tracking the Sun | DNV Proprietary Data
VT | Small 2 | Storage | Commercial | 60 | 240 | 1460 | 16.67% | 88% | 88% | 88% | 100% | 100% | 97% | 10 | 15 | Burlington, VT | 2019 | NREL ATB: Commercial Battery Storage | LBL Tracking the Sun | DNV Proprietary Data
VT | Small 2 | Storage | Commercial | 60 | 240 | 1460 | 16.67% | 89% | 89% | 89% | 100% | 100% | 97% | 10 | 15 | Burlington, VT | 2020 | NREL ATB: Commercial Battery Storage | LBL Tracking the Sun | DNV Proprietary Data
VT | Small 2 | Storage | Commercial | 60 | 240 | 1460 | 16.67% | 90% | 90% | 90% | 100% | 100% | 97.5% | 10 | 15 | Burlington, VT | 2021 | NREL ATB: Commercial Battery Storage | LBL Tracking the Sun | DNV Proprietary Data
VT | Small 2 | Storage | Commercial | 60 | 240 | 1460 | 16.67% | 90% | 90% | 90% | 100% | 100% | 97.5% | 10 | 15 | Burlington, VT | 2022 | NREL ATB: Commercial Battery Storage | LBL Tracking the Sun | DNV Proprietary Data
WA | Large 1 | Storage | Commercial | 300 | 1200 | 1460 | 16.67% | 85% | 85% | 85% | 100% | 100% | 95% | 10 | 15 | Seattle, WA | 2012 | NREL ATB: Commercial Battery Storage | LBL Tracking the Sun | DNV Proprietary Data
WA | Large 1 | Storage | Commercial | 300 | 1200 | 1460 | 16.67% | 86% | 86% | 86% | 100% | 100% | 95% | 10 | 15 | Seattle, WA | 2013 | NREL ATB: Commercial Battery Storage | LBL Tracking the Sun | DNV Proprietary Data
WA | Large 1 | Storage | Commercial | 300 | 1200 | 1460 | 16.67% | 86% | 86% | 86% | 100% | 100% | 96% | 10 | 15 | Seattle, WA | 2014 | NREL ATB: Commercial Battery Storage | LBL Tracking the Sun | DNV Proprietary Data
WA | Large 1 | Storage | Commercial | 300 | 1200 | 1460 | 16.67% | 87% | 87% | 87% | 100% | 100% | 96% | 10 | 15 | Seattle, WA | 2015 | NREL ATB: Commercial Battery Storage | LBL Tracking the Sun | DNV Proprietary Data
WA | Large 1 | Storage | Commercial | 300 | 1200 | 1460 | 16.67% | 87% | 87% | 87% | 100% | 100% | 96% | 10 | 15 | Seattle, WA | 2016 | NREL ATB: Commercial Battery Storage | LBL Tracking the Sun | DNV Proprietary Data
WA | Large 1 | Storage | Commercial | 300 | 1200 | 1460 | 16.67% | 87% | 87% | 87% | 100% | 100% | 96.5% | 10 | 15 | Seattle, WA | 2017 | NREL ATB: Commercial Battery Storage | LBL Tracking the Sun | DNV Proprietary Data
WA | Large 1 | Storage | Commercial | 300 | 1200 | 1460 | 16.67% | 88% | 88% | 88% | 100% | 100% | 96.5% | 10 | 15 | Seattle, WA | 2018 | NREL ATB: Commercial Battery Storage | LBL Tracking the Sun | DNV Proprietary Data
WA | Large 1 | Storage | Commercial | 300 | 1200 | 1460 | 16.67% | 88% | 88% | 88% | 100% | 100% | 97% | 10 | 15 | Seattle, WA | 2019 | NREL ATB: Commercial Battery Storage | LBL Tracking the Sun | DNV Proprietary Data
WA | Large 1 | Storage | Commercial | 300 | 1200 | 1460 | 16.67% | 89% | 89% | 89% | 100% | 100% | 97% | 10 | 15 | Seattle, WA | 2020 | NREL ATB: Commercial Battery Storage | LBL Tracking the Sun | DNV Proprietary Data
WA | Large 1 | Storage | Commercial | 300 | 1200 | 1460 | 16.67% | 90% | 90% | 90% | 100% | 100% | 97.5% | 10 | 15 | Seattle, WA | 2021 | NREL ATB: Commercial Battery Storage | LBL Tracking the Sun | DNV Proprietary Data
WA | Large 1 | Storage | Commercial | 300 | 1200 | 1460 | 16.67% | 90% | 90% | 90% | 100% | 100% | 97.5% | 10 | 15 | Seattle, WA | 2022 | NREL ATB: Commercial Battery Storage | LBL Tracking the Sun | DNV Proprietary Data
WA | Medium | Storage | Commercial | 150 | 600 | 1460 | 16.67% | 85% | 85% | 85% | 100% | 100% | 95% | 10 | 15 | Seattle, WA | 2012 | NREL ATB: Commercial Battery Storage | LBL Tracking the Sun | DNV Proprietary Data
WA | Medium | Storage | Commercial | 150 | 600 | 1460 | 16.67% | 86% | 86% | 86% | 100% | 100% | 95% | 10 | 15 | Seattle, WA | 2013 | NREL ATB: Commercial Battery Storage | LBL Tracking the Sun | DNV Proprietary Data
WA | Medium | Storage | Commercial | 150 | 600 | 1460 | 16.67% | 86% | 86% | 86% | 100% | 100% | 96% | 10 | 15 | Seattle, WA | 2014 | NREL ATB: Commercial Battery Storage | LBL Tracking the Sun | DNV Proprietary Data
WA | Medium | Storage | Commercial | 150 | 600 | 1460 | 16.67% | 87% | 87% | 87% | 100% | 100% | 96% | 10 | 15 | Seattle, WA | 2015 | NREL ATB: Commercial Battery Storage | LBL Tracking the Sun | DNV Proprietary Data
WA | Medium | Storage | Commercial | 150 | 600 | 1460 | 16.67% | 87% | 87% | 87% | 100% | 100% | 96% | 10 | 15 | Seattle, WA | 2016 | NREL ATB: Commercial Battery Storage | LBL Tracking the Sun | DNV Proprietary Data
WA | Medium | Storage | Commercial | 150 | 600 | 1460 | 16.67% | 87% | 87% | 87% | 100% | 100% | 96.5% | 10 | 15 | Seattle, WA | 2017 | NREL ATB: Commercial Battery Storage | LBL Tracking the Sun | DNV Proprietary Data
WA | Medium | Storage | Commercial | 150 | 600 | 1460 | 16.67% | 88% | 88% | 88% | 100% | 100% | 96.5% | 10 | 15 | Seattle, WA | 2018 | NREL ATB: Commercial Battery Storage | LBL Tracking the Sun | DNV Proprietary Data
WA | Medium | Storage | Commercial | 150 | 600 | 1460 | 16.67% | 88% | 88% | 88% | 100% | 100% | 97% | 10 | 15 | Seattle, WA | 2019 | NREL ATB: Commercial Battery Storage | LBL Tracking the Sun | DNV Proprietary Data
WA | Medium | Storage | Commercial | 150 | 600 | 1460 | 16.67% | 89% | 89% | 89% | 100% | 100% | 97% | 10 | 15 | Seattle, WA | 2020 | NREL ATB: Commercial Battery Storage | LBL Tracking the Sun | DNV Proprietary Data
WA | Medium | Storage | Commercial | 150 | 600 | 1460 | 16.67% | 90% | 90% | 90% | 100% | 100% | 97.5% | 10 | 15 | Seattle, WA | 2021 | NREL ATB: Commercial Battery Storage | LBL Tracking the Sun | DNV Proprietary Data
WA | Medium | Storage | Commercial | 150 | 600 | 1460 | 16.67% | 90% | 90% | 90% | 100% | 100% | 97.5% | 10 | 15 | Seattle, WA | 2022 | NREL ATB: Commercial Battery Storage | LBL Tracking the Sun | DNV Proprietary Data
WA | Small 1 | Storage | Commercial | 19.9 | 79.6 | 1460 | 16.67% | 85% | 85% | 85% | 100% | 100% | 95% | 10 | 15 | Seattle, WA | 2012 | NREL ATB: Commercial Battery Storage | LBL Tracking the Sun | DNV Proprietary Data
WA | Small 1 | Storage | Commercial | 22 | 88 | 1460 | 16.67% | 86% | 86% | 86% | 100% | 100% | 95% | 10 | 15 | Seattle, WA | 2013 | NREL ATB: Commercial Battery Storage | LBL Tracking the Sun | DNV Proprietary Data
WA | Small 1 | Storage | Commercial | 20.4 | 81.6 | 1460 | 16.67% | 86% | 86% | 86% | 100% | 100% | 96% | 10 | 15 | Seattle, WA | 2014 | NREL ATB: Commercial Battery Storage | LBL Tracking the Sun | DNV Proprietary Data
WA | Small 1 | Storage | Commercial | 19.3 | 77.2 | 1460 | 16.67% | 87% | 87% | 87% | 100% | 100% | 96% | 10 | 15 | Seattle, WA | 2015 | NREL ATB: Commercial Battery Storage | LBL Tracking the Sun | DNV Proprietary Data
WA | Small 1 | Storage | Commercial | 19.5 | 78 | 1460 | 16.67% | 87% | 87% | 87% | 100% | 100% | 96% | 10 | 15 | Seattle, WA | 2016 | NREL ATB: Commercial Battery Storage | LBL Tracking the Sun | DNV Proprietary Data
WA | Small 1 | Storage | Commercial | 22.8 | 91.2 | 1460 | 16.67% | 87% | 87% | 87% | 100% | 100% | 96.5% | 10 | 15 | Seattle, WA | 2017 | NREL ATB: Commercial Battery Storage | LBL Tracking the Sun | DNV Proprietary Data
WA | Small 1 | Storage | Commercial | 23.1 | 92.4 | 1460 | 16.67% | 88% | 88% | 88% | 100% | 100% | 96.5% | 10 | 15 | Seattle, WA | 2018 | NREL ATB: Commercial Battery Storage | LBL Tracking the Sun | DNV Proprietary Data
WA | Small 1 | Storage | Commercial | 22.5 | 90 | 1460 | 16.67% | 88% | 88% | 88% | 100% | 100% | 97% | 10 | 15 | Seattle, WA | 2019 | NREL ATB: Commercial Battery Storage | LBL Tracking the Sun | DNV Proprietary Data
WA | Small 1 | Storage | Commercial | 21.4 | 85.6 | 1460 | 16.67% | 89% | 89% | 89% | 100% | 100% | 97% | 10 | 15 | Seattle, WA | 2020 | NREL ATB: Commercial Battery Storage | LBL Tracking the Sun | DNV Proprietary Data
WA | Small 1 | Storage | Commercial | 19.2 | 76.8 | 1460 | 16.67% | 90% | 90% | 90% | 100% | 100% | 97.5% | 10 | 15 | Seattle, WA | 2021 | NREL ATB: Commercial Battery Storage | LBL Tracking the Sun | DNV Proprietary Data
WA | Small 1 | Storage | Commercial | 20 | 80 | 1460 | 16.67% | 90% | 90% | 90% | 100% | 100% | 97.5% | 10 | 15 | Seattle, WA | 2022 | NREL ATB: Commercial Battery Storage | LBL Tracking the Sun | DNV Proprietary Data
WA | Small 2 | Storage | Commercial | 60 | 240 | 1460 | 16.67% | 85% | 85% | 85% | 100% | 100% | 95% | 10 | 15 | Seattle, WA | 2012 | NREL ATB: Commercial Battery Storage | LBL Tracking the Sun | DNV Proprietary Data
WA | Small 2 | Storage | Commercial | 60 | 240 | 1460 | 16.67% | 86% | 86% | 86% | 100% | 100% | 95% | 10 | 15 | Seattle, WA | 2013 | NREL ATB: Commercial Battery Storage | LBL Tracking the Sun | DNV Proprietary Data
WA | Small 2 | Storage | Commercial | 60 | 240 | 1460 | 16.67% | 86% | 86% | 86% | 100% | 100% | 96% | 10 | 15 | Seattle, WA | 2014 | NREL ATB: Commercial Battery Storage | LBL Tracking the Sun | DNV Proprietary Data
WA | Small 2 | Storage | Commercial | 60 | 240 | 1460 | 16.67% | 87% | 87% | 87% | 100% | 100% | 96% | 10 | 15 | Seattle, WA | 2015 | NREL ATB: Commercial Battery Storage | LBL Tracking the Sun | DNV Proprietary Data
WA | Small 2 | Storage | Commercial | 60 | 240 | 1460 | 16.67% | 87% | 87% | 87% | 100% | 100% | 96% | 10 | 15 | Seattle, WA | 2016 | NREL ATB: Commercial Battery Storage | LBL Tracking the Sun | DNV Proprietary Data
WA | Small 2 | Storage | Commercial | 60 | 240 | 1460 | 16.67% | 87% | 87% | 87% | 100% | 100% | 96.5% | 10 | 15 | Seattle, WA | 2017 | NREL ATB: Commercial Battery Storage | LBL Tracking the Sun | DNV Proprietary Data
WA | Small 2 | Storage | Commercial | 60 | 240 | 1460 | 16.67% | 88% | 88% | 88% | 100% | 100% | 96.5% | 10 | 15 | Seattle, WA | 2018 | NREL ATB: Commercial Battery Storage | LBL Tracking the Sun | DNV Proprietary Data
WA | Small 2 | Storage | Commercial | 60 | 240 | 1460 | 16.67% | 88% | 88% | 88% | 100% | 100% | 97% | 10 | 15 | Seattle, WA | 2019 | NREL ATB: Commercial Battery Storage | LBL Tracking the Sun | DNV Proprietary Data
WA | Small 2 | Storage | Commercial | 60 | 240 | 1460 | 16.67% | 89% | 89% | 89% | 100% | 100% | 97% | 10 | 15 | Seattle, WA | 2020 | NREL ATB: Commercial Battery Storage | LBL Tracking the Sun | DNV Proprietary Data
WA | Small 2 | Storage | Commercial | 60 | 240 | 1460 | 16.67% | 90% | 90% | 90% | 100% | 100% | 97.5% | 10 | 15 | Seattle, WA | 2021 | NREL ATB: Commercial Battery Storage | LBL Tracking the Sun | DNV Proprietary Data
WA | Small 2 | Storage | Commercial | 60 | 240 | 1460 | 16.67% | 90% | 90% | 90% | 100% | 100% | 97.5% | 10 | 15 | Seattle, WA | 2022 | NREL ATB: Commercial Battery Storage | LBL Tracking the Sun | DNV Proprietary Data
WI | Large 1 | Storage | Commercial | 300 | 1200 | 1460 | 16.67% | 85% | 85% | 85% | 100% | 100% | 95% | 10 | 15 | Madison, WI | 2012 | NREL ATB: Commercial Battery Storage | LBL Tracking the Sun | DNV Proprietary Data
WI | Large 1 | Storage | Commercial | 300 | 1200 | 1460 | 16.67% | 86% | 86% | 86% | 100% | 100% | 95% | 10 | 15 | Madison, WI | 2013 | NREL ATB: Commercial Battery Storage | LBL Tracking the Sun | DNV Proprietary Data
WI | Large 1 | Storage | Commercial | 300 | 1200 | 1460 | 16.67% | 86% | 86% | 86% | 100% | 100% | 96% | 10 | 15 | Madison, WI | 2014 | NREL ATB: Commercial Battery Storage | LBL Tracking the Sun | DNV Proprietary Data
WI | Large 1 | Storage | Commercial | 300 | 1200 | 1460 | 16.67% | 87% | 87% | 87% | 100% | 100% | 96% | 10 | 15 | Madison, WI | 2015 | NREL ATB: Commercial Battery Storage | LBL Tracking the Sun | DNV Proprietary Data
WI | Large 1 | Storage | Commercial | 300 | 1200 | 1460 | 16.67% | 87% | 87% | 87% | 100% | 100% | 96% | 10 | 15 | Madison, WI | 2016 | NREL ATB: Commercial Battery Storage | LBL Tracking the Sun | DNV Proprietary Data
WI | Large 1 | Storage | Commercial | 300 | 1200 | 1460 | 16.67% | 87% | 87% | 87% | 100% | 100% | 96.5% | 10 | 15 | Madison, WI | 2017 | NREL ATB: Commercial Battery Storage | LBL Tracking the Sun | DNV Proprietary Data
WI | Large 1 | Storage | Commercial | 300 | 1200 | 1460 | 16.67% | 88% | 88% | 88% | 100% | 100% | 96.5% | 10 | 15 | Madison, WI | 2018 | NREL ATB: Commercial Battery Storage | LBL Tracking the Sun | DNV Proprietary Data
WI | Large 1 | Storage | Commercial | 300 | 1200 | 1460 | 16.67% | 88% | 88% | 88% | 100% | 100% | 97% | 10 | 15 | Madison, WI | 2019 | NREL ATB: Commercial Battery Storage | LBL Tracking the Sun | DNV Proprietary Data
WI | Large 1 | Storage | Commercial | 300 | 1200 | 1460 | 16.67% | 89% | 89% | 89% | 100% | 100% | 97% | 10 | 15 | Madison, WI | 2020 | NREL ATB: Commercial Battery Storage | LBL Tracking the Sun | DNV Proprietary Data
WI | Large 1 | Storage | Commercial | 300 | 1200 | 1460 | 16.67% | 90% | 90% | 90% | 100% | 100% | 97.5% | 10 | 15 | Madison, WI | 2021 | NREL ATB: Commercial Battery Storage | LBL Tracking the Sun | DNV Proprietary Data
WI | Large 1 | Storage | Commercial | 300 | 1200 | 1460 | 16.67% | 90% | 90% | 90% | 100% | 100% | 97.5% | 10 | 15 | Madison, WI | 2022 | NREL ATB: Commercial Battery Storage | LBL Tracking the Sun | DNV Proprietary Data
WI | Medium | Storage | Commercial | 150 | 600 | 1460 | 16.67% | 85% | 85% | 85% | 100% | 100% | 95% | 10 | 15 | Madison, WI | 2012 | NREL ATB: Commercial Battery Storage | LBL Tracking the Sun | DNV Proprietary Data
WI | Medium | Storage | Commercial | 150 | 600 | 1460 | 16.67% | 86% | 86% | 86% | 100% | 100% | 95% | 10 | 15 | Madison, WI | 2013 | NREL ATB: Commercial Battery Storage | LBL Tracking the Sun | DNV Proprietary Data
WI | Medium | Storage | Commercial | 150 | 600 | 1460 | 16.67% | 86% | 86% | 86% | 100% | 100% | 96% | 10 | 15 | Madison, WI | 2014 | NREL ATB: Commercial Battery Storage | LBL Tracking the Sun | DNV Proprietary Data
WI | Medium | Storage | Commercial | 150 | 600 | 1460 | 16.67% | 87% | 87% | 87% | 100% | 100% | 96% | 10 | 15 | Madison, WI | 2015 | NREL ATB: Commercial Battery Storage | LBL Tracking the Sun | DNV Proprietary Data
WI | Medium | Storage | Commercial | 150 | 600 | 1460 | 16.67% | 87% | 87% | 87% | 100% | 100% | 96% | 10 | 15 | Madison, WI | 2016 | NREL ATB: Commercial Battery Storage | LBL Tracking the Sun | DNV Proprietary Data
WI | Medium | Storage | Commercial | 150 | 600 | 1460 | 16.67% | 87% | 87% | 87% | 100% | 100% | 96.5% | 10 | 15 | Madison, WI | 2017 | NREL ATB: Commercial Battery Storage | LBL Tracking the Sun | DNV Proprietary Data
WI | Medium | Storage | Commercial | 150 | 600 | 1460 | 16.67% | 88% | 88% | 88% | 100% | 100% | 96.5% | 10 | 15 | Madison, WI | 2018 | NREL ATB: Commercial Battery Storage | LBL Tracking the Sun | DNV Proprietary Data
WI | Medium | Storage | Commercial | 150 | 600 | 1460 | 16.67% | 88% | 88% | 88% | 100% | 100% | 97% | 10 | 15 | Madison, WI | 2019 | NREL ATB: Commercial Battery Storage | LBL Tracking the Sun | DNV Proprietary Data
WI | Medium | Storage | Commercial | 150 | 600 | 1460 | 16.67% | 89% | 89% | 89% | 100% | 100% | 97% | 10 | 15 | Madison, WI | 2020 | NREL ATB: Commercial Battery Storage | LBL Tracking the Sun | DNV Proprietary Data
WI | Medium | Storage | Commercial | 150 | 600 | 1460 | 16.67% | 90% | 90% | 90% | 100% | 100% | 97.5% | 10 | 15 | Madison, WI | 2021 | NREL ATB: Commercial Battery Storage | LBL Tracking the Sun | DNV Proprietary Data
WI | Medium | Storage | Commercial | 150 | 600 | 1460 | 16.67% | 90% | 90% | 90% | 100% | 100% | 97.5% | 10 | 15 | Madison, WI | 2022 | NREL ATB: Commercial Battery Storage | LBL Tracking the Sun | DNV Proprietary Data
WI | Small 1 | Storage | Commercial | 19.9 | 79.6 | 1460 | 16.67% | 85% | 85% | 85% | 100% | 100% | 95% | 10 | 15 | Madison, WI | 2012 | NREL ATB: Commercial Battery Storage | LBL Tracking the Sun | DNV Proprietary Data
WI | Small 1 | Storage | Commercial | 22 | 88 | 1460 | 16.67% | 86% | 86% | 86% | 100% | 100% | 95% | 10 | 15 | Madison, WI | 2013 | NREL ATB: Commercial Battery Storage | LBL Tracking the Sun | DNV Proprietary Data
WI | Small 1 | Storage | Commercial | 20.4 | 81.6 | 1460 | 16.67% | 86% | 86% | 86% | 100% | 100% | 96% | 10 | 15 | Madison, WI | 2014 | NREL ATB: Commercial Battery Storage | LBL Tracking the Sun | DNV Proprietary Data
WI | Small 1 | Storage | Commercial | 19.3 | 77.2 | 1460 | 16.67% | 87% | 87% | 87% | 100% | 100% | 96% | 10 | 15 | Madison, WI | 2015 | NREL ATB: Commercial Battery Storage | LBL Tracking the Sun | DNV Proprietary Data
WI | Small 1 | Storage | Commercial | 19.5 | 78 | 1460 | 16.67% | 87% | 87% | 87% | 100% | 100% | 96% | 10 | 15 | Madison, WI | 2016 | NREL ATB: Commercial Battery Storage | LBL Tracking the Sun | DNV Proprietary Data
WI | Small 1 | Storage | Commercial | 22.8 | 91.2 | 1460 | 16.67% | 87% | 87% | 87% | 100% | 100% | 96.5% | 10 | 15 | Madison, WI | 2017 | NREL ATB: Commercial Battery Storage | LBL Tracking the Sun | DNV Proprietary Data
WI | Small 1 | Storage | Commercial | 23.1 | 92.4 | 1460 | 16.67% | 88% | 88% | 88% | 100% | 100% | 96.5% | 10 | 15 | Madison, WI | 2018 | NREL ATB: Commercial Battery Storage | LBL Tracking the Sun | DNV Proprietary Data
WI | Small 1 | Storage | Commercial | 22.5 | 90 | 1460 | 16.67% | 88% | 88% | 88% | 100% | 100% | 97% | 10 | 15 | Madison, WI | 2019 | NREL ATB: Commercial Battery Storage | LBL Tracking the Sun | DNV Proprietary Data
WI | Small 1 | Storage | Commercial | 21.4 | 85.6 | 1460 | 16.67% | 89% | 89% | 89% | 100% | 100% | 97% | 10 | 15 | Madison, WI | 2020 | NREL ATB: Commercial Battery Storage | LBL Tracking the Sun | DNV Proprietary Data
WI | Small 1 | Storage | Commercial | 19.2 | 76.8 | 1460 | 16.67% | 90% | 90% | 90% | 100% | 100% | 97.5% | 10 | 15 | Madison, WI | 2021 | NREL ATB: Commercial Battery Storage | LBL Tracking the Sun | DNV Proprietary Data
WI | Small 1 | Storage | Commercial | 20 | 80 | 1460 | 16.67% | 90% | 90% | 90% | 100% | 100% | 97.5% | 10 | 15 | Madison, WI | 2022 | NREL ATB: Commercial Battery Storage | LBL Tracking the Sun | DNV Proprietary Data
WI | Small 2 | Storage | Commercial | 60 | 240 | 1460 | 16.67% | 85% | 85% | 85% | 100% | 100% | 95% | 10 | 15 | Madison, WI | 2012 | NREL ATB: Commercial Battery Storage | LBL Tracking the Sun | DNV Proprietary Data
WI | Small 2 | Storage | Commercial | 60 | 240 | 1460 | 16.67% | 86% | 86% | 86% | 100% | 100% | 95% | 10 | 15 | Madison, WI | 2013 | NREL ATB: Commercial Battery Storage | LBL Tracking the Sun | DNV Proprietary Data
WI | Small 2 | Storage | Commercial | 60 | 240 | 1460 | 16.67% | 86% | 86% | 86% | 100% | 100% | 96% | 10 | 15 | Madison, WI | 2014 | NREL ATB: Commercial Battery Storage | LBL Tracking the Sun | DNV Proprietary Data
WI | Small 2 | Storage | Commercial | 60 | 240 | 1460 | 16.67% | 87% | 87% | 87% | 100% | 100% | 96% | 10 | 15 | Madison, WI | 2015 | NREL ATB: Commercial Battery Storage | LBL Tracking the Sun | DNV Proprietary Data
WI | Small 2 | Storage | Commercial | 60 | 240 | 1460 | 16.67% | 87% | 87% | 87% | 100% | 100% | 96% | 10 | 15 | Madison, WI | 2016 | NREL ATB: Commercial Battery Storage | LBL Tracking the Sun | DNV Proprietary Data
WI | Small 2 | Storage | Commercial | 60 | 240 | 1460 | 16.67% | 87% | 87% | 87% | 100% | 100% | 96.5% | 10 | 15 | Madison, WI | 2017 | NREL ATB: Commercial Battery Storage | LBL Tracking the Sun | DNV Proprietary Data
WI | Small 2 | Storage | Commercial | 60 | 240 | 1460 | 16.67% | 88% | 88% | 88% | 100% | 100% | 96.5% | 10 | 15 | Madison, WI | 2018 | NREL ATB: Commercial Battery Storage | LBL Tracking the Sun | DNV Proprietary Data
WI | Small 2 | Storage | Commercial | 60 | 240 | 1460 | 16.67% | 88% | 88% | 88% | 100% | 100% | 97% | 10 | 15 | Madison, WI | 2019 | NREL ATB: Commercial Battery Storage | LBL Tracking the Sun | DNV Proprietary Data
WI | Small 2 | Storage | Commercial | 60 | 240 | 1460 | 16.67% | 89% | 89% | 89% | 100% | 100% | 97% | 10 | 15 | Madison, WI | 2020 | NREL ATB: Commercial Battery Storage | LBL Tracking the Sun | DNV Proprietary Data
WI | Small 2 | Storage | Commercial | 60 | 240 | 1460 | 16.67% | 90% | 90% | 90% | 100% | 100% | 97.5% | 10 | 15 | Madison, WI | 2021 | NREL ATB: Commercial Battery Storage | LBL Tracking the Sun | DNV Proprietary Data
WI | Small 2 | Storage | Commercial | 60 | 240 | 1460 | 16.67% | 90% | 90% | 90% | 100% | 100% | 97.5% | 10 | 15 | Madison, WI | 2022 | NREL ATB: Commercial Battery Storage | LBL Tracking the Sun | DNV Proprietary Data
WV | Large 1 | Storage | Commercial | 300 | 1200 | 1460 | 16.67% | 85% | 85% | 85% | 100% | 100% | 95% | 10 | 15 | Morgantown, WV | 2012 | NREL ATB: Commercial Battery Storage | LBL Tracking the Sun | DNV Proprietary Data
WV | Large 1 | Storage | Commercial | 300 | 1200 | 1460 | 16.67% | 86% | 86% | 86% | 100% | 100% | 95% | 10 | 15 | Morgantown, WV | 2013 | NREL ATB: Commercial Battery Storage | LBL Tracking the Sun | DNV Proprietary Data
WV | Large 1 | Storage | Commercial | 300 | 1200 | 1460 | 16.67% | 86% | 86% | 86% | 100% | 100% | 96% | 10 | 15 | Morgantown, WV | 2014 | NREL ATB: Commercial Battery Storage | LBL Tracking the Sun | DNV Proprietary Data
WV | Large 1 | Storage | Commercial | 300 | 1200 | 1460 | 16.67% | 87% | 87% | 87% | 100% | 100% | 96% | 10 | 15 | Morgantown, WV | 2015 | NREL ATB: Commercial Battery Storage | LBL Tracking the Sun | DNV Proprietary Data
WV | Large 1 | Storage | Commercial | 300 | 1200 | 1460 | 16.67% | 87% | 87% | 87% | 100% | 100% | 96% | 10 | 15 | Morgantown, WV | 2016 | NREL ATB: Commercial Battery Storage | LBL Tracking the Sun | DNV Proprietary Data
WV | Large 1 | Storage | Commercial | 300 | 1200 | 1460 | 16.67% | 87% | 87% | 87% | 100% | 100% | 96.5% | 10 | 15 | Morgantown, WV | 2017 | NREL ATB: Commercial Battery Storage | LBL Tracking the Sun | DNV Proprietary Data
WV | Large 1 | Storage | Commercial | 300 | 1200 | 1460 | 16.67% | 88% | 88% | 88% | 100% | 100% | 96.5% | 10 | 15 | Morgantown, WV | 2018 | NREL ATB: Commercial Battery Storage | LBL Tracking the Sun | DNV Proprietary Data
WV | Large 1 | Storage | Commercial | 300 | 1200 | 1460 | 16.67% | 88% | 88% | 88% | 100% | 100% | 97% | 10 | 15 | Morgantown, WV | 2019 | NREL ATB: Commercial Battery Storage | LBL Tracking the Sun | DNV Proprietary Data
WV | Large 1 | Storage | Commercial | 300 | 1200 | 1460 | 16.67% | 89% | 89% | 89% | 100% | 100% | 97% | 10 | 15 | Morgantown, WV | 2020 | NREL ATB: Commercial Battery Storage | LBL Tracking the Sun | DNV Proprietary Data
WV | Large 1 | Storage | Commercial | 300 | 1200 | 1460 | 16.67% | 90% | 90% | 90% | 100% | 100% | 97.5% | 10 | 15 | Morgantown, WV | 2021 | NREL ATB: Commercial Battery Storage | LBL Tracking the Sun | DNV Proprietary Data
WV | Large 1 | Storage | Commercial | 300 | 1200 | 1460 | 16.67% | 90% | 90% | 90% | 100% | 100% | 97.5% | 10 | 15 | Morgantown, WV | 2022 | NREL ATB: Commercial Battery Storage | LBL Tracking the Sun | DNV Proprietary Data
WV | Medium | Storage | Commercial | 150 | 600 | 1460 | 16.67% | 85% | 85% | 85% | 100% | 100% | 95% | 10 | 15 | Morgantown, WV | 2012 | NREL ATB: Commercial Battery Storage | LBL Tracking the Sun | DNV Proprietary Data
WV | Medium | Storage | Commercial | 150 | 600 | 1460 | 16.67% | 86% | 86% | 86% | 100% | 100% | 95% | 10 | 15 | Morgantown, WV | 2013 | NREL ATB: Commercial Battery Storage | LBL Tracking the Sun | DNV Proprietary Data
WV | Medium | Storage | Commercial | 150 | 600 | 1460 | 16.67% | 86% | 86% | 86% | 100% | 100% | 96% | 10 | 15 | Morgantown, WV | 2014 | NREL ATB: Commercial Battery Storage | LBL Tracking the Sun | DNV Proprietary Data
WV | Medium | Storage | Commercial | 150 | 600 | 1460 | 16.67% | 87% | 87% | 87% | 100% | 100% | 96% | 10 | 15 | Morgantown, WV | 2015 | NREL ATB: Commercial Battery Storage | LBL Tracking the Sun | DNV Proprietary Data
WV | Medium | Storage | Commercial | 150 | 600 | 1460 | 16.67% | 87% | 87% | 87% | 100% | 100% | 96% | 10 | 15 | Morgantown, WV | 2016 | NREL ATB: Commercial Battery Storage | LBL Tracking the Sun | DNV Proprietary Data
WV | Medium | Storage | Commercial | 150 | 600 | 1460 | 16.67% | 87% | 87% | 87% | 100% | 100% | 96.5% | 10 | 15 | Morgantown, WV | 2017 | NREL ATB: Commercial Battery Storage | LBL Tracking the Sun | DNV Proprietary Data
WV | Medium | Storage | Commercial | 150 | 600 | 1460 | 16.67% | 88% | 88% | 88% | 100% | 100% | 96.5% | 10 | 15 | Morgantown, WV | 2018 | NREL ATB: Commercial Battery Storage | LBL Tracking the Sun | DNV Proprietary Data
WV | Medium | Storage | Commercial | 150 | 600 | 1460 | 16.67% | 88% | 88% | 88% | 100% | 100% | 97% | 10 | 15 | Morgantown, WV | 2019 | NREL ATB: Commercial Battery Storage | LBL Tracking the Sun | DNV Proprietary Data
WV | Medium | Storage | Commercial | 150 | 600 | 1460 | 16.67% | 89% | 89% | 89% | 100% | 100% | 97% | 10 | 15 | Morgantown, WV | 2020 | NREL ATB: Commercial Battery Storage | LBL Tracking the Sun | DNV Proprietary Data
WV | Medium | Storage | Commercial | 150 | 600 | 1460 | 16.67% | 90% | 90% | 90% | 100% | 100% | 97.5% | 10 | 15 | Morgantown, WV | 2021 | NREL ATB: Commercial Battery Storage | LBL Tracking the Sun | DNV Proprietary Data
WV | Medium | Storage | Commercial | 150 | 600 | 1460 | 16.67% | 90% | 90% | 90% | 100% | 100% | 97.5% | 10 | 15 | Morgantown, WV | 2022 | NREL ATB: Commercial Battery Storage | LBL Tracking the Sun | DNV Proprietary Data
WV | Small 1 | Storage | Commercial | 19.9 | 79.6 | 1460 | 16.67% | 85% | 85% | 85% | 100% | 100% | 95% | 10 | 15 | Morgantown, WV | 2012 | NREL ATB: Commercial Battery Storage | LBL Tracking the Sun | DNV Proprietary Data
WV | Small 1 | Storage | Commercial | 22 | 88 | 1460 | 16.67% | 86% | 86% | 86% | 100% | 100% | 95% | 10 | 15 | Morgantown, WV | 2013 | NREL ATB: Commercial Battery Storage | LBL Tracking the Sun | DNV Proprietary Data
WV | Small 1 | Storage | Commercial | 20.4 | 81.6 | 1460 | 16.67% | 86% | 86% | 86% | 100% | 100% | 96% | 10 | 15 | Morgantown, WV | 2014 | NREL ATB: Commercial Battery Storage | LBL Tracking the Sun | DNV Proprietary Data
WV | Small 1 | Storage | Commercial | 19.3 | 77.2 | 1460 | 16.67% | 87% | 87% | 87% | 100% | 100% | 96% | 10 | 15 | Morgantown, WV | 2015 | NREL ATB: Commercial Battery Storage | LBL Tracking the Sun | DNV Proprietary Data
WV | Small 1 | Storage | Commercial | 19.5 | 78 | 1460 | 16.67% | 87% | 87% | 87% | 100% | 100% | 96% | 10 | 15 | Morgantown, WV | 2016 | NREL ATB: Commercial Battery Storage | LBL Tracking the Sun | DNV Proprietary Data
WV | Small 1 | Storage | Commercial | 22.8 | 91.2 | 1460 | 16.67% | 87% | 87% | 87% | 100% | 100% | 96.5% | 10 | 15 | Morgantown, WV | 2017 | NREL ATB: Commercial Battery Storage | LBL Tracking the Sun | DNV Proprietary Data
WV | Small 1 | Storage | Commercial | 23.1 | 92.4 | 1460 | 16.67% | 88% | 88% | 88% | 100% | 100% | 96.5% | 10 | 15 | Morgantown, WV | 2018 | NREL ATB: Commercial Battery Storage | LBL Tracking the Sun | DNV Proprietary Data
WV | Small 1 | Storage | Commercial | 22.5 | 90 | 1460 | 16.67% | 88% | 88% | 88% | 100% | 100% | 97% | 10 | 15 | Morgantown, WV | 2019 | NREL ATB: Commercial Battery Storage | LBL Tracking the Sun | DNV Proprietary Data
WV | Small 1 | Storage | Commercial | 21.4 | 85.6 | 1460 | 16.67% | 89% | 89% | 89% | 100% | 100% | 97% | 10 | 15 | Morgantown, WV | 2020 | NREL ATB: Commercial Battery Storage | LBL Tracking the Sun | DNV Proprietary Data
WV | Small 1 | Storage | Commercial | 19.2 | 76.8 | 1460 | 16.67% | 90% | 90% | 90% | 100% | 100% | 97.5% | 10 | 15 | Morgantown, WV | 2021 | NREL ATB: Commercial Battery Storage | LBL Tracking the Sun | DNV Proprietary Data
WV | Small 1 | Storage | Commercial | 20 | 80 | 1460 | 16.67% | 90% | 90% | 90% | 100% | 100% | 97.5% | 10 | 15 | Morgantown, WV | 2022 | NREL ATB: Commercial Battery Storage | LBL Tracking the Sun | DNV Proprietary Data
WV | Small 2 | Storage | Commercial | 60 | 240 | 1460 | 16.67% | 85% | 85% | 85% | 100% | 100% | 95% | 10 | 15 | Morgantown, WV | 2012 | NREL ATB: Commercial Battery Storage | LBL Tracking the Sun | DNV Proprietary Data
WV | Small 2 | Storage | Commercial | 60 | 240 | 1460 | 16.67% | 86% | 86% | 86% | 100% | 100% | 95% | 10 | 15 | Morgantown, WV | 2013 | NREL ATB: Commercial Battery Storage | LBL Tracking the Sun | DNV Proprietary Data
WV | Small 2 | Storage | Commercial | 60 | 240 | 1460 | 16.67% | 86% | 86% | 86% | 100% | 100% | 96% | 10 | 15 | Morgantown, WV | 2014 | NREL ATB: Commercial Battery Storage | LBL Tracking the Sun | DNV Proprietary Data
WV | Small 2 | Storage | Commercial | 60 | 240 | 1460 | 16.67% | 87% | 87% | 87% | 100% | 100% | 96% | 10 | 15 | Morgantown, WV | 2015 | NREL ATB: Commercial Battery Storage | LBL Tracking the Sun | DNV Proprietary Data
WV | Small 2 | Storage | Commercial | 60 | 240 | 1460 | 16.67% | 87% | 87% | 87% | 100% | 100% | 96% | 10 | 15 | Morgantown, WV | 2016 | NREL ATB: Commercial Battery Storage | LBL Tracking the Sun | DNV Proprietary Data
WV | Small 2 | Storage | Commercial | 60 | 240 | 1460 | 16.67% | 87% | 87% | 87% | 100% | 100% | 96.5% | 10 | 15 | Morgantown, WV | 2017 | NREL ATB: Commercial Battery Storage | LBL Tracking the Sun | DNV Proprietary Data
WV | Small 2 | Storage | Commercial | 60 | 240 | 1460 | 16.67% | 88% | 88% | 88% | 100% | 100% | 96.5% | 10 | 15 | Morgantown, WV | 2018 | NREL ATB: Commercial Battery Storage | LBL Tracking the Sun | DNV Proprietary Data
WV | Small 2 | Storage | Commercial | 60 | 240 | 1460 | 16.67% | 88% | 88% | 88% | 100% | 100% | 97% | 10 | 15 | Morgantown, WV | 2019 | NREL ATB: Commercial Battery Storage | LBL Tracking the Sun | DNV Proprietary Data
WV | Small 2 | Storage | Commercial | 60 | 240 | 1460 | 16.67% | 89% | 89% | 89% | 100% | 100% | 97% | 10 | 15 | Morgantown, WV | 2020 | NREL ATB: Commercial Battery Storage | LBL Tracking the Sun | DNV Proprietary Data
WV | Small 2 | Storage | Commercial | 60 | 240 | 1460 | 16.67% | 90% | 90% | 90% | 100% | 100% | 97.5% | 10 | 15 | Morgantown, WV | 2021 | NREL ATB: Commercial Battery Storage | LBL Tracking the Sun | DNV Proprietary Data
WV | Small 2 | Storage | Commercial | 60 | 240 | 1460 | 16.67% | 90% | 90% | 90% | 100% | 100% | 97.5% | 10 | 15 | Morgantown, WV | 2022 | NREL ATB: Commercial Battery Storage | LBL Tracking the Sun | DNV Proprietary Data
WY | Large 1 | Storage | Commercial | 300 | 1200 | 1460 | 16.67% | 85% | 85% | 85% | 100% | 100% | 95% | 10 | 15 | Casper, WY | 2012 | NREL ATB: Commercial Battery Storage | LBL Tracking the Sun | DNV Proprietary Data
WY | Large 1 | Storage | Commercial | 300 | 1200 | 1460 | 16.67% | 86% | 86% | 86% | 100% | 100% | 95% | 10 | 15 | Casper, WY | 2013 | NREL ATB: Commercial Battery Storage | LBL Tracking the Sun | DNV Proprietary Data
WY | Large 1 | Storage | Commercial | 300 | 1200 | 1460 | 16.67% | 86% | 86% | 86% | 100% | 100% | 96% | 10 | 15 | Casper, WY | 2014 | NREL ATB: Commercial Battery Storage | LBL Tracking the Sun | DNV Proprietary Data
WY | Large 1 | Storage | Commercial | 300 | 1200 | 1460 | 16.67% | 87% | 87% | 87% | 100% | 100% | 96% | 10 | 15 | Casper, WY | 2015 | NREL ATB: Commercial Battery Storage | LBL Tracking the Sun | DNV Proprietary Data
WY | Large 1 | Storage | Commercial | 300 | 1200 | 1460 | 16.67% | 87% | 87% | 87% | 100% | 100% | 96% | 10 | 15 | Casper, WY | 2016 | NREL ATB: Commercial Battery Storage | LBL Tracking the Sun | DNV Proprietary Data
WY | Large 1 | Storage | Commercial | 300 | 1200 | 1460 | 16.67% | 87% | 87% | 87% | 100% | 100% | 96.5% | 10 | 15 | Casper, WY | 2017 | NREL ATB: Commercial Battery Storage | LBL Tracking the Sun | DNV Proprietary Data
WY | Large 1 | Storage | Commercial | 300 | 1200 | 1460 | 16.67% | 88% | 88% | 88% | 100% | 100% | 96.5% | 10 | 15 | Casper, WY | 2018 | NREL ATB: Commercial Battery Storage | LBL Tracking the Sun | DNV Proprietary Data
WY | Large 1 | Storage | Commercial | 300 | 1200 | 1460 | 16.67% | 88% | 88% | 88% | 100% | 100% | 97% | 10 | 15 | Casper, WY | 2019 | NREL ATB: Commercial Battery Storage | LBL Tracking the Sun | DNV Proprietary Data
WY | Large 1 | Storage | Commercial | 300 | 1200 | 1460 | 16.67% | 89% | 89% | 89% | 100% | 100% | 97% | 10 | 15 | Casper, WY | 2020 | NREL ATB: Commercial Battery Storage | LBL Tracking the Sun | DNV Proprietary Data
WY | Large 1 | Storage | Commercial | 300 | 1200 | 1460 | 16.67% | 90% | 90% | 90% | 100% | 100% | 97.5% | 10 | 15 | Casper, WY | 2021 | NREL ATB: Commercial Battery Storage | LBL Tracking the Sun | DNV Proprietary Data
WY | Large 1 | Storage | Commercial | 300 | 1200 | 1460 | 16.67% | 90% | 90% | 90% | 100% | 100% | 97.5% | 10 | 15 | Casper, WY | 2022 | NREL ATB: Commercial Battery Storage | LBL Tracking the Sun | DNV Proprietary Data
WY | Medium | Storage | Commercial | 150 | 600 | 1460 | 16.67% | 85% | 85% | 85% | 100% | 100% | 95% | 10 | 15 | Casper, WY | 2012 | NREL ATB: Commercial Battery Storage | LBL Tracking the Sun | DNV Proprietary Data
WY | Medium | Storage | Commercial | 150 | 600 | 1460 | 16.67% | 86% | 86% | 86% | 100% | 100% | 95% | 10 | 15 | Casper, WY | 2013 | NREL ATB: Commercial Battery Storage | LBL Tracking the Sun | DNV Proprietary Data
WY | Medium | Storage | Commercial | 150 | 600 | 1460 | 16.67% | 86% | 86% | 86% | 100% | 100% | 96% | 10 | 15 | Casper, WY | 2014 | NREL ATB: Commercial Battery Storage | LBL Tracking the Sun | DNV Proprietary Data
WY | Medium | Storage | Commercial | 150 | 600 | 1460 | 16.67% | 87% | 87% | 87% | 100% | 100% | 96% | 10 | 15 | Casper, WY | 2015 | NREL ATB: Commercial Battery Storage | LBL Tracking the Sun | DNV Proprietary Data
WY | Medium | Storage | Commercial | 150 | 600 | 1460 | 16.67% | 87% | 87% | 87% | 100% | 100% | 96% | 10 | 15 | Casper, WY | 2016 | NREL ATB: Commercial Battery Storage | LBL Tracking the Sun | DNV Proprietary Data
WY | Medium | Storage | Commercial | 150 | 600 | 1460 | 16.67% | 87% | 87% | 87% | 100% | 100% | 96.5% | 10 | 15 | Casper, WY | 2017 | NREL ATB: Commercial Battery Storage | LBL Tracking the Sun | DNV Proprietary Data
WY | Medium | Storage | Commercial | 150 | 600 | 1460 | 16.67% | 88% | 88% | 88% | 100% | 100% | 96.5% | 10 | 15 | Casper, WY | 2018 | NREL ATB: Commercial Battery Storage | LBL Tracking the Sun | DNV Proprietary Data
WY | Medium | Storage | Commercial | 150 | 600 | 1460 | 16.67% | 88% | 88% | 88% | 100% | 100% | 97% | 10 | 15 | Casper, WY | 2019 | NREL ATB: Commercial Battery Storage | LBL Tracking the Sun | DNV Proprietary Data
WY | Medium | Storage | Commercial | 150 | 600 | 1460 | 16.67% | 89% | 89% | 89% | 100% | 100% | 97% | 10 | 15 | Casper, WY | 2020 | NREL ATB: Commercial Battery Storage | LBL Tracking the Sun | DNV Proprietary Data
WY | Medium | Storage | Commercial | 150 | 600 | 1460 | 16.67% | 90% | 90% | 90% | 100% | 100% | 97.5% | 10 | 15 | Casper, WY | 2021 | NREL ATB: Commercial Battery Storage | LBL Tracking the Sun | DNV Proprietary Data
WY | Medium | Storage | Commercial | 150 | 600 | 1460 | 16.67% | 90% | 90% | 90% | 100% | 100% | 97.5% | 10 | 15 | Casper, WY | 2022 | NREL ATB: Commercial Battery Storage | LBL Tracking the Sun | DNV Proprietary Data
WY | Small 1 | Storage | Commercial | 19.9 | 79.6 | 1460 | 16.67% | 85% | 85% | 85% | 100% | 100% | 95% | 10 | 15 | Casper, WY | 2012 | NREL ATB: Commercial Battery Storage | LBL Tracking the Sun | DNV Proprietary Data
WY | Small 1 | Storage | Commercial | 22 | 88 | 1460 | 16.67% | 86% | 86% | 86% | 100% | 100% | 95% | 10 | 15 | Casper, WY | 2013 | NREL ATB: Commercial Battery Storage | LBL Tracking the Sun | DNV Proprietary Data
WY | Small 1 | Storage | Commercial | 20.4 | 81.6 | 1460 | 16.67% | 86% | 86% | 86% | 100% | 100% | 96% | 10 | 15 | Casper, WY | 2014 | NREL ATB: Commercial Battery Storage | LBL Tracking the Sun | DNV Proprietary Data
WY | Small 1 | Storage | Commercial | 19.3 | 77.2 | 1460 | 16.67% | 87% | 87% | 87% | 100% | 100% | 96% | 10 | 15 | Casper, WY | 2015 | NREL ATB: Commercial Battery Storage | LBL Tracking the Sun | DNV Proprietary Data
WY | Small 1 | Storage | Commercial | 19.5 | 78 | 1460 | 16.67% | 87% | 87% | 87% | 100% | 100% | 96% | 10 | 15 | Casper, WY | 2016 | NREL ATB: Commercial Battery Storage | LBL Tracking the Sun | DNV Proprietary Data
WY | Small 1 | Storage | Commercial | 22.8 | 91.2 | 1460 | 16.67% | 87% | 87% | 87% | 100% | 100% | 96.5% | 10 | 15 | Casper, WY | 2017 | NREL ATB: Commercial Battery Storage | LBL Tracking the Sun | DNV Proprietary Data
WY | Small 1 | Storage | Commercial | 23.1 | 92.4 | 1460 | 16.67% | 88% | 88% | 88% | 100% | 100% | 96.5% | 10 | 15 | Casper, WY | 2018 | NREL ATB: Commercial Battery Storage | LBL Tracking the Sun | DNV Proprietary Data
WY | Small 1 | Storage | Commercial | 22.5 | 90 | 1460 | 16.67% | 88% | 88% | 88% | 100% | 100% | 97% | 10 | 15 | Casper, WY | 2019 | NREL ATB: Commercial Battery Storage | LBL Tracking the Sun | DNV Proprietary Data
WY | Small 1 | Storage | Commercial | 21.4 | 85.6 | 1460 | 16.67% | 89% | 89% | 89% | 100% | 100% | 97% | 10 | 15 | Casper, WY | 2020 | NREL ATB: Commercial Battery Storage | LBL Tracking the Sun | DNV Proprietary Data
WY | Small 1 | Storage | Commercial | 19.2 | 76.8 | 1460 | 16.67% | 90% | 90% | 90% | 100% | 100% | 97.5% | 10 | 15 | Casper, WY | 2021 | NREL ATB: Commercial Battery Storage | LBL Tracking the Sun | DNV Proprietary Data
WY | Small 1 | Storage | Commercial | 20 | 80 | 1460 | 16.67% | 90% | 90% | 90% | 100% | 100% | 97.5% | 10 | 15 | Casper, WY | 2022 | NREL ATB: Commercial Battery Storage | LBL Tracking the Sun | DNV Proprietary Data
WY | Small 2 | Storage | Commercial | 60 | 240 | 1460 | 16.67% | 85% | 85% | 85% | 100% | 100% | 95% | 10 | 15 | Casper, WY | 2012 | NREL ATB: Commercial Battery Storage | LBL Tracking the Sun | DNV Proprietary Data
WY | Small 2 | Storage | Commercial | 60 | 240 | 1460 | 16.67% | 86% | 86% | 86% | 100% | 100% | 95% | 10 | 15 | Casper, WY | 2013 | NREL ATB: Commercial Battery Storage | LBL Tracking the Sun | DNV Proprietary Data
WY | Small 2 | Storage | Commercial | 60 | 240 | 1460 | 16.67% | 86% | 86% | 86% | 100% | 100% | 96% | 10 | 15 | Casper, WY | 2014 | NREL ATB: Commercial Battery Storage | LBL Tracking the Sun | DNV Proprietary Data
WY | Small 2 | Storage | Commercial | 60 | 240 | 1460 | 16.67% | 87% | 87% | 87% | 100% | 100% | 96% | 10 | 15 | Casper, WY | 2015 | NREL ATB: Commercial Battery Storage | LBL Tracking the Sun | DNV Proprietary Data
WY | Small 2 | Storage | Commercial | 60 | 240 | 1460 | 16.67% | 87% | 87% | 87% | 100% | 100% | 96% | 10 | 15 | Casper, WY | 2016 | NREL ATB: Commercial Battery Storage | LBL Tracking the Sun | DNV Proprietary Data
WY | Small 2 | Storage | Commercial | 60 | 240 | 1460 | 16.67% | 87% | 87% | 87% | 100% | 100% | 96.5% | 10 | 15 | Casper, WY | 2017 | NREL ATB: Commercial Battery Storage | LBL Tracking the Sun | DNV Proprietary Data
WY | Small 2 | Storage | Commercial | 60 | 240 | 1460 | 16.67% | 88% | 88% | 88% | 100% | 100% | 96.5% | 10 | 15 | Casper, WY | 2018 | NREL ATB: Commercial Battery Storage | LBL Tracking the Sun | DNV Proprietary Data
WY | Small 2 | Storage | Commercial | 60 | 240 | 1460 | 16.67% | 88% | 88% | 88% | 100% | 100% | 97% | 10 | 15 | Casper, WY | 2019 | NREL ATB: Commercial Battery Storage | LBL Tracking the Sun | DNV Proprietary Data
WY | Small 2 | Storage | Commercial | 60 | 240 | 1460 | 16.67% | 89% | 89% | 89% | 100% | 100% | 97% | 10 | 15 | Casper, WY | 2020 | NREL ATB: Commercial Battery Storage | LBL Tracking the Sun | DNV Proprietary Data
WY | Small 2 | Storage | Commercial | 60 | 240 | 1460 | 16.67% | 90% | 90% | 90% | 100% | 100% | 97.5% | 10 | 15 | Casper, WY | 2021 | NREL ATB: Commercial Battery Storage | LBL Tracking the Sun | DNV Proprietary Data
WY | Small 2 | Storage | Commercial | 60 | 240 | 1460 | 16.67% | 90% | 90% | 90% | 100% | 100% | 97.5% | 10 | 15 | Casper, WY | 2022 | NREL ATB: Commercial Battery Storage | LBL Tracking the Sun | DNV Proprietary Data

## Tech Attr. 2012-2022 Wind
Distributed Wind Energy Tech Attributes |  |  |  | Wind Rep. Size (kW-DC) | Wind System Losses (%) | Wind Capacity Factor (%) | Wind Annual Degradation (%) | Wind Annual Degradation (%) | Annual Hours of Operation | Availability (%) | Equipment Life (yrs) | Data Year | Source | Source | Source
State | Size | Configuration | Sector | Avg_kW | Loss_Fac | Elec_Eff (Wind_Cap_Fac) | Degr_Fac1 | Degr_Fac | Annual_Hours | Avail | Eq_Life | year | source | source | source
US | Small | Small Distributed Wind | Commercial | 35.7512 | 88.5% | 19.82% | 100% | 100% | 4500 | 99% | 20 | 2012 | DOE Distributed Wind Market Report | NREL Distributed Wind Energy Futures Study | NREL SAM
US | Small | Small Distributed Wind | Commercial | 37.9023 | 88.5% | 19.86% | 100% | 100% | 4500 | 99% | 20 | 2013 | DOE Distributed Wind Market Report | NREL Distributed Wind Energy Futures Study | NREL SAM
US | Small | Small Distributed Wind | Commercial | 39.0539 | 88.5% | 19.88% | 100% | 100% | 4500 | 99% | 20 | 2014 | DOE Distributed Wind Market Report | NREL Distributed Wind Energy Futures Study | NREL SAM
US | Small | Small Distributed Wind | Commercial | 39.2061 | 88.5% | 19.9% | 100% | 100% | 4500 | 99% | 20 | 2015 | DOE Distributed Wind Market Report | NREL Distributed Wind Energy Futures Study | NREL SAM
US | Small | Small Distributed Wind | Commercial | 39.942 | 88.5% | 19.96% | 100% | 100% | 4500 | 99% | 20 | 2016 | DOE Distributed Wind Market Report | NREL Distributed Wind Energy Futures Study | NREL SAM
US | Small | Small Distributed Wind | Commercial | 40 | 88.5% | 19.99% | 100% | 100% | 4500 | 99% | 20 | 2017 | DOE Distributed Wind Market Report | NREL Distributed Wind Energy Futures Study | NREL SAM
US | Small | Small Distributed Wind | Commercial | 40 | 88.5% | 20.02% | 100% | 100% | 4500 | 99% | 20 | 2018 | DOE Distributed Wind Market Report | NREL Distributed Wind Energy Futures Study | NREL SAM
US | Small | Small Distributed Wind | Commercial | 40 | 88.5% | 20.09% | 100% | 100% | 4500 | 99% | 25 | 2019 | DOE Distributed Wind Market Report | NREL Distributed Wind Energy Futures Study | NREL SAM
US | Small | Small Distributed Wind | Commercial | 40 | 88.5% | 20.14% | 100% | 100% | 4500 | 99% | 25 | 2020 | DOE Distributed Wind Market Report | NREL Distributed Wind Energy Futures Study | NREL SAM
US | Small | Small Distributed Wind | Commercial | 40 | 88.5% | 20.17% | 100% | 100% | 4500 | 99% | 25 | 2021 | DOE Distributed Wind Market Report | NREL Distributed Wind Energy Futures Study | NREL SAM
US | Small | Small Distributed Wind | Commercial | 40 | 88.5% | 20.2% | 100% | 100% | 4500 | 99% | 25 | 2022 | DOE Distributed Wind Market Report | NREL Distributed Wind Energy Futures Study | NREL SAM
US | Medium | Medium Distributed Wind | Commercial | 275.0258 | 88.5% | 19.11% | 100% | 100% | 4500 | 99% | 20 | 2012 | DOE Distributed Wind Market Report | NREL Distributed Wind Energy Futures Study | NREL SAM
US | Medium | Medium Distributed Wind | Commercial | 283.1302 | 88.5% | 19.17% | 100% | 100% | 4500 | 99% | 20 | 2013 | DOE Distributed Wind Market Report | NREL Distributed Wind Energy Futures Study | NREL SAM
US | Medium | Medium Distributed Wind | Commercial | 284.9568 | 88.5% | 19.34% | 100% | 100% | 4500 | 99% | 20 | 2014 | DOE Distributed Wind Market Report | NREL Distributed Wind Energy Futures Study | NREL SAM
US | Medium | Medium Distributed Wind | Commercial | 286.7951 | 88.5% | 19.44% | 100% | 100% | 4500 | 99% | 20 | 2015 | DOE Distributed Wind Market Report | NREL Distributed Wind Energy Futures Study | NREL SAM
US | Medium | Medium Distributed Wind | Commercial | 288.6453 | 88.5% | 19.55% | 100% | 100% | 4500 | 99% | 25 | 2016 | DOE Distributed Wind Market Report | NREL Distributed Wind Energy Futures Study | NREL SAM
US | Medium | Medium Distributed Wind | Commercial | 294.9406 | 88.5% | 19.77% | 100% | 100% | 4500 | 99% | 25 | 2017 | DOE Distributed Wind Market Report | NREL Distributed Wind Energy Futures Study | NREL SAM
US | Medium | Medium Distributed Wind | Commercial | 296.8433 | 88.5% | 19.91% | 100% | 100% | 4500 | 99% | 25 | 2018 | DOE Distributed Wind Market Report | NREL Distributed Wind Energy Futures Study | NREL SAM
US | Medium | Medium Distributed Wind | Commercial | 297.6294 | 88.5% | 20.09% | 100% | 100% | 4500 | 99% | 25 | 2019 | DOE Distributed Wind Market Report | NREL Distributed Wind Energy Futures Study | NREL SAM
US | Medium | Medium Distributed Wind | Commercial | 298.4175 | 88.5% | 20.3% | 100% | 100% | 4500 | 99% | 25 | 2020 | DOE Distributed Wind Market Report | NREL Distributed Wind Energy Futures Study | NREL SAM
US | Medium | Medium Distributed Wind | Commercial | 299.2077 | 88.5% | 20.36% | 100% | 100% | 4500 | 99% | 25 | 2021 | DOE Distributed Wind Market Report | NREL Distributed Wind Energy Futures Study | NREL SAM
US | Medium | Medium Distributed Wind | Commercial | 300 | 88.5% | 20.4% | 100% | 100% | 4500 | 99% | 25 | 2022 | DOE Distributed Wind Market Report | NREL Distributed Wind Energy Futures Study | NREL SAM
US | Large | Large Distributed Wind | Commercial | 1495.0073 | 88.5% | 24.03% | 100% | 100% | 4500 | 99% | 25 | 2012 | DOE Distributed Wind Market Report | NREL Distributed Wind Energy Futures Study | NREL SAM
US | Large | Large Distributed Wind | Commercial | 1682.048 | 88.5% | 24.12% | 100% | 100% | 4500 | 99% | 25 | 2013 | DOE Distributed Wind Market Report | NREL Distributed Wind Energy Futures Study | NREL SAM
US | Large | Large Distributed Wind | Commercial | 1904.1904 | 88.5% | 24.34% | 100% | 100% | 4500 | 99% | 25 | 2014 | DOE Distributed Wind Market Report | NREL Distributed Wind Energy Futures Study | NREL SAM
US | Large | Large Distributed Wind | Commercial | 1936.7082 | 88.5% | 25.04% | 100% | 100% | 4500 | 99% | 25 | 2015 | DOE Distributed Wind Market Report | NREL Distributed Wind Energy Futures Study | NREL SAM
US | Large | Large Distributed Wind | Commercial | 1994.4377 | 88.5% | 25.33% | 100% | 100% | 4500 | 99% | 25 | 2016 | DOE Distributed Wind Market Report | NREL Distributed Wind Energy Futures Study | NREL SAM
US | Large | Large Distributed Wind | Commercial | 1995.248 | 88.5% | 25.41% | 100% | 100% | 4500 | 99% | 25 | 2017 | DOE Distributed Wind Market Report | NREL Distributed Wind Energy Futures Study | NREL SAM
US | Large | Large Distributed Wind | Commercial | 2000 | 88.5% | 25.64% | 100% | 100% | 4500 | 99% | 25 | 2018 | DOE Distributed Wind Market Report | NREL Distributed Wind Energy Futures Study | NREL SAM
US | Large | Large Distributed Wind | Commercial | 2000 | 88.5% | 26.07% | 100% | 100% | 4500 | 99% | 25 | 2019 | DOE Distributed Wind Market Report | NREL Distributed Wind Energy Futures Study | NREL SAM
US | Large | Large Distributed Wind | Commercial | 2000 | 88.5% | 26.29% | 100% | 100% | 4500 | 99% | 25 | 2020 | DOE Distributed Wind Market Report | NREL Distributed Wind Energy Futures Study | NREL SAM
US | Large | Large Distributed Wind | Commercial | 2000 | 88.5% | 26.45% | 100% | 100% | 4500 | 99% | 25 | 2021 | DOE Distributed Wind Market Report | NREL Distributed Wind Energy Futures Study | NREL SAM
US | Large | Large Distributed Wind | Commercial | 2000 | 88.5% | 26.5% | 100% | 100% | 4500 | 99% | 25 | 2022 | DOE Distributed Wind Market Report | NREL Distributed Wind Energy Futures Study | NREL SAM

## Tech Attr. 2012-2022 FC
Fuel Cell Tech Attributes |  |  |  | FC Rep. Size (kW-DC) | Annual Full Load Hours | Annual kWh | Electric Efficiency (%) | System Efficiency (%) | FC Capacity Factor (%) | Power-to-Heat Ratio | Fuel Input (Btu/hr, HHV) | Useful Thermal (Btu/hr) | Electric Heat Rate (Btu/kWh) | Net Heat Rate (Btu/kWh) | Availability (%) | Loss Factor (%) | Year 1 Degradation (%) | Annual Degradation (%) | Equipment Life (yrs) | Data Year | Source | Source | Source
State | Size | Configuration | Sector | Avg_kW | Annual_Hours | kWh | Elec_Eff (Wind_Cap_Fac) | System_Eff | Capacity_Factor | PH_Ratio | Fuel_Input | Thermal_Output | Electric_HR | Net_HR | Avail | Loss_Fac | Degr_Fac1 | Degr_Fac | Eq_Life | year | source | source | source
US | Medium | Fuel Cell CHP | Commercial | 200 | 4500 | 855000 | 42.03% | 80% | 95% | 1.32 | 3479.4532 | 928.4838 | 8117.9687 | 4265 | 99% | 100% | 100% | 100% | 10 | 2012 | DOE CHP Fact Sheet Series, Packaged CHP eCatalog | Packaged CHP eCatalog | Developer data
US | Medium | Fuel Cell CHP | Commercial | 200 | 4500 | 855000 | 42.26% | 80% | 95% | 1.32 | 3476.7971 | 927.7246 | 8073.0068 | 4265 | 99% | 100% | 100% | 100% | 10 | 2013 | DOE CHP Fact Sheet Series, Packaged CHP eCatalog | Packaged CHP eCatalog | Developer data
US | Medium | Fuel Cell CHP | Commercial | 200 | 4500 | 855000 | 42.35% | 80.2% | 95% | 1.32 | 3472.813 | 926.2063 | 8057.002 | 4254.3641 | 99% | 100% | 100% | 100% | 10 | 2014 | DOE CHP Fact Sheet Series, Packaged CHP eCatalog | Packaged CHP eCatalog | Developer data
US | Medium | Fuel Cell CHP | Commercial | 250 | 4500 | 1068750 | 42.38% | 80.2% | 95% | 1.32 | 3463.5168 | 925.4471 | 8050.0184 | 4254.3641 | 99% | 100% | 100% | 100% | 10 | 2015 | DOE CHP Fact Sheet Series, Packaged CHP eCatalog | Packaged CHP eCatalog | Developer data
US | Medium | Fuel Cell CHP | Commercial | 250 | 4500 | 1068750 | 42.42% | 80.4% | 95% | 1.32 | 3449.174 | 922.7068 | 8043.6974 | 4243.7811 | 99% | 100% | 100% | 100% | 10 | 2016 | DOE CHP Fact Sheet Series, Packaged CHP eCatalog | Packaged CHP eCatalog | Developer data
US | Medium | Fuel Cell CHP | Commercial | 250 | 4500 | 1068750 | 42.47% | 80.5% | 95% | 1.32 | 3449.085 | 922.4103 | 8033.5965 | 4238.5093 | 99% | 100% | 100% | 100% | 10 | 2017 | DOE CHP Fact Sheet Series, Packaged CHP eCatalog | Packaged CHP eCatalog | Developer data
US | Medium | Fuel Cell CHP | Commercial | 250 | 4500 | 1068750 | 42.53% | 80.5% | 95% | 1.32 | 3449.008 | 922.3827 | 8021.6297 | 4238.5093 | 99% | 100% | 100% | 100% | 10 | 2018 | DOE CHP Fact Sheet Series, Packaged CHP eCatalog | Packaged CHP eCatalog | Developer data
US | Medium | Fuel Cell CHP | Commercial | 300 | 4500 | 1282500 | 42.55% | 80.5% | 95% | 1.32 | 3448.9084 | 922.3687 | 8019.106 | 4238.5093 | 99% | 100% | 100% | 100% | 10 | 2019 | DOE CHP Fact Sheet Series, Packaged CHP eCatalog | Packaged CHP eCatalog | Developer data
US | Medium | Fuel Cell CHP | Commercial | 300 | 4500 | 1282500 | 42.55% | 80.6% | 95% | 1.32 | 3448.3426 | 922.3344 | 8018.4629 | 4233.2506 | 99% | 100% | 100% | 100% | 10 | 2020 | DOE CHP Fact Sheet Series, Packaged CHP eCatalog | Packaged CHP eCatalog | Developer data
US | Medium | Fuel Cell CHP | Commercial | 300 | 4500 | 1282500 | 42.56% | 80.6% | 95% | 1.32 | 3447.7007 | 922.2205 | 8016.5494 | 4233.2506 | 99% | 100% | 100% | 100% | 10 | 2021 | DOE CHP Fact Sheet Series, Packaged CHP eCatalog | Packaged CHP eCatalog | Developer data
US | Medium | Fuel Cell CHP | Commercial | 300 | 4500 | 1282500 | 42.59% | 80.6% | 95% | 1.32 | 3447.0942 | 922.1066 | 8011.9718 | 4233.2506 | 99% | 100% | 100% | 100% | 10 | 2022 | DOE CHP Fact Sheet Series, Packaged CHP eCatalog | Packaged CHP eCatalog | Developer data

## Tech Attr. 2012-2022 CHP
CHP Tech Attributes |  |  |  | FC Rep. Size (kW-DC) | Annual Full Load Hours | Annual kWh | Electric Efficiency (%) | System Efficiency (%) | CHP Capacity Factor (%) | Fuel Input (Btu/hr, HHV) | Useful Thermal (Btu/hr) | Electric Heat Rate (Btu/kWh) | Net Heat Rate (Btu/kWh) | Availability (%) | Loss Factor (%) | Year 1 Degradation (%) | Annual Degradation (%) | Equipment Life (yrs) | Data Year | Source | Source | Source
State | Size | Configuration | Sector | Avg_kW | Annual_Hours | CHP_kWh | Elec_Eff (Wind_Cap_Fac) | System_Eff | Capacity_Factor | Fuel_Input | Thermal_Output | Electric_HR | Net_HR | Avail | Loss_Fac | Degr_Fac1 | Degr_Fac | Eq_Life | year | source | source | source
US | Small | Gas Recip. Engine CHP | Commercial | 300 | 5000 | 1500000 | 31.03% | 78.8% | 95% | 3298.4192 | 1480.1683 | 10994.7308 | 4329.9492 | 99% | 100% | 100% | 100% | 25 | 2012 | DOE CHP Fact Sheet Series, Packaged CHP eCatalog | Packaged CHP eCatalog | Developer data
US | Small | Gas Recip. Engine CHP | Commercial | 300 | 5000 | 1500000 | 31.05% | 79% | 95% | 3296.9982 | 1478.958 | 10989.9941 | 4318.9873 | 99% | 100% | 100% | 100% | 25 | 2013 | DOE CHP Fact Sheet Series, Packaged CHP eCatalog | Packaged CHP eCatalog | Developer data
US | Small | Gas Recip. Engine CHP | Commercial | 300 | 5000 | 1500000 | 31.11% | 79.2% | 95% | 3290.6742 | 1476.5375 | 10968.914 | 4308.0808 | 99% | 100% | 100% | 100% | 25 | 2014 | DOE CHP Fact Sheet Series, Packaged CHP eCatalog | Packaged CHP eCatalog | Developer data
US | Small | Gas Recip. Engine CHP | Commercial | 300 | 5000 | 1500000 | 31.16% | 79.6% | 95% | 3284.8515 | 1475.3272 | 10949.505 | 4286.4322 | 99% | 100% | 100% | 100% | 25 | 2015 | DOE CHP Fact Sheet Series, Packaged CHP eCatalog | Packaged CHP eCatalog | Developer data
US | Small | Gas Recip. Engine CHP | Commercial | 300 | 5000 | 1500000 | 31.37% | 79.64% | 95% | 3263.128 | 1470.9587 | 10877.0932 | 4284.2793 | 99% | 100% | 100% | 100% | 25 | 2016 | DOE CHP Fact Sheet Series, Packaged CHP eCatalog | Packaged CHP eCatalog | Developer data
US | Small | Gas Recip. Engine CHP | Commercial | 300 | 5000 | 1500000 | 31.58% | 79.65% | 95% | 3241.4044 | 1470.4861 | 10804.6815 | 4283.7414 | 99% | 100% | 100% | 100% | 25 | 2017 | DOE CHP Fact Sheet Series, Packaged CHP eCatalog | Packaged CHP eCatalog | Developer data
US | Small | Gas Recip. Engine CHP | Commercial | 300 | 5000 | 1500000 | 31.7% | 79.65% | 95% | 3229.0221 | 1470.442 | 10763.4069 | 4283.7414 | 99% | 100% | 100% | 100% | 25 | 2018 | DOE CHP Fact Sheet Series, Packaged CHP eCatalog | Packaged CHP eCatalog | Developer data
US | Small | Gas Recip. Engine CHP | Commercial | 300 | 5000 | 1500000 | 31.77% | 79.65% | 95% | 3222 | 1470.4198 | 10740 | 4283.7414 | 99% | 100% | 100% | 100% | 25 | 2019 | DOE CHP Fact Sheet Series, Packaged CHP eCatalog | Packaged CHP eCatalog | Developer data
US | Small | Gas Recip. Engine CHP | Commercial | 300 | 5000 | 1500000 | 32.67% | 79.7% | 95% | 3133.5752 | 1470.3651 | 10445.2508 | 4281.054 | 99% | 100% | 100% | 100% | 25 | 2020 | DOE CHP Fact Sheet Series, Packaged CHP eCatalog | Packaged CHP eCatalog | Developer data
US | Small | Gas Recip. Engine CHP | Commercial | 300 | 5000 | 1500000 | 32.7% | 79.7% | 95% | 3130.0925 | 1470.1835 | 10433.6416 | 4281.054 | 99% | 100% | 100% | 100% | 25 | 2021 | DOE CHP Fact Sheet Series, Packaged CHP eCatalog | Packaged CHP eCatalog | Developer data
US | Small | Gas Recip. Engine CHP | Commercial | 300 | 5000 | 1500000 | 32.71% | 79.74% | 95% | 3129.2865 | 1470.002 | 10430.955 | 4278.9064 | 99% | 100% | 100% | 100% | 25 | 2022 | DOE CHP Fact Sheet Series, Packaged CHP eCatalog | Packaged CHP eCatalog | Developer data
US | Small | Gas Turbine CHP | Commercial | 3300 | 6500 | 21450000 | 23.91% | 65.5% | 95% | 47093.9989 | 18801.8549 | 14270.9088 | 5209.1603 | 99% | 100% | 100% | 100% | 25 | 2012 | DOE CHP Fact Sheet Series, Packaged CHP eCatalog | Packaged CHP eCatalog | Developer data
US | Small | Gas Turbine CHP | Commercial | 3300 | 6500 | 21450000 | 23.92% | 65.5% | 95% | 47078.8348 | 18798.0945 | 14266.3136 | 5209.1603 | 99% | 100% | 100% | 100% | 25 | 2013 | DOE CHP Fact Sheet Series, Packaged CHP eCatalog | Packaged CHP eCatalog | Developer data
US | Small | Gas Turbine CHP | Commercial | 3300 | 6500 | 21450000 | 23.93% | 65.7% | 95% | 47043.6674 | 18773.0915 | 14255.6568 | 5193.3029 | 99% | 100% | 100% | 100% | 25 | 2014 | DOE CHP Fact Sheet Series, Packaged CHP eCatalog | Packaged CHP eCatalog | Developer data
US | Small | Gas Turbine CHP | Commercial | 3300 | 6500 | 21450000 | 23.95% | 65.7% | 95% | 47015.1 | 18765.2694 | 14247 | 5193.3029 | 99% | 100% | 100% | 100% | 25 | 2015 | DOE CHP Fact Sheet Series, Packaged CHP eCatalog | Packaged CHP eCatalog | Developer data
US | Small | Gas Turbine CHP | Commercial | 3300 | 6500 | 21450000 | 24.15% | 65.7% | 95% | 46619.4725 | 18747.3727 | 14127.1129 | 5193.3029 | 99% | 100% | 100% | 100% | 25 | 2016 | DOE CHP Fact Sheet Series, Packaged CHP eCatalog | Packaged CHP eCatalog | Developer data
US | Small | Gas Turbine CHP | Commercial | 3300 | 6500 | 21450000 | 24.36% | 65.8% | 95% | 46223.845 | 18729.476 | 14007.2257 | 5185.4103 | 99% | 100% | 100% | 100% | 25 | 2017 | DOE CHP Fact Sheet Series, Packaged CHP eCatalog | Packaged CHP eCatalog | Developer data
US | Small | Gas Turbine CHP | Commercial | 3300 | 6500 | 21450000 | 24.5% | 65.8% | 95% | 45960.0933 | 18717.5449 | 13927.301 | 5185.4103 | 99% | 100% | 100% | 100% | 25 | 2018 | DOE CHP Fact Sheet Series, Packaged CHP eCatalog | Packaged CHP eCatalog | Developer data
US | Small | Gas Turbine CHP | Commercial | 3300 | 6500 | 21450000 | 24.7% | 65.8% | 95% | 45585.4251 | 18710.3671 | 13813.7652 | 5185.4103 | 99% | 100% | 100% | 100% | 25 | 2019 | DOE CHP Fact Sheet Series, Packaged CHP eCatalog | Packaged CHP eCatalog | Developer data
US | Small | Gas Turbine CHP | Commercial | 3300 | 6500 | 21450000 | 24.71% | 65.8% | 95% | 45574.7001 | 18709.7754 | 13810.5152 | 5185.4103 | 99% | 100% | 100% | 100% | 25 | 2020 | DOE CHP Fact Sheet Series, Packaged CHP eCatalog | Packaged CHP eCatalog | Developer data
US | Small | Gas Turbine CHP | Commercial | 3300 | 6500 | 21450000 | 24.71% | 65.8% | 95% | 45563.9751 | 18709.1836 | 13807.2652 | 5185.4103 | 99% | 100% | 100% | 100% | 25 | 2021 | DOE CHP Fact Sheet Series, Packaged CHP eCatalog | Packaged CHP eCatalog | Developer data
US | Small | Gas Turbine CHP | Commercial | 3300 | 6500 | 21450000 | 24.72% | 65.8% | 95% | 45542.5251 | 18708 | 13800.7652 | 5185.4103 | 99% | 100% | 100% | 100% | 25 | 2022 | DOE CHP Fact Sheet Series, Packaged CHP eCatalog | Packaged CHP eCatalog | Developer data
US | Small | Oil Recip. Engine CHP | Commercial | 350 | 4000 | 1400000 | 33.23% | 80.46% | 95% | 3594.2809 | 1665.0131 | 10269.3741 | 4240.4223 | 99% | 100% | 100% | 100% | 30 | 2012 | DOE CHP Fact Sheet Series, Packaged CHP eCatalog | Packaged CHP eCatalog | Developer data
US | Small | Oil Recip. Engine CHP | Commercial | 350 | 4000 | 1400000 | 33.26% | 80.93% | 95% | 3590.9793 | 1663.6356 | 10259.9409 | 4216.0384 | 99% | 100% | 100% | 100% | 30 | 2013 | DOE CHP Fact Sheet Series, Packaged CHP eCatalog | Packaged CHP eCatalog | Developer data
US | Small | Oil Recip. Engine CHP | Commercial | 350 | 4000 | 1400000 | 33.3% | 81.06% | 95% | 3586.1027 | 1662.427 | 10246.0078 | 4209.0319 | 99% | 100% | 100% | 100% | 30 | 2014 | DOE CHP Fact Sheet Series, Packaged CHP eCatalog | Packaged CHP eCatalog | Developer data
US | Small | Oil Recip. Engine CHP | Commercial | 350 | 4000 | 1400000 | 33.35% | 81.12% | 95% | 3581.2261 | 1660.7066 | 10232.0746 | 4205.8715 | 99% | 100% | 100% | 100% | 30 | 2015 | DOE CHP Fact Sheet Series, Packaged CHP eCatalog | Packaged CHP eCatalog | Developer data
US | Small | Oil Recip. Engine CHP | Commercial | 350 | 4000 | 1400000 | 33.4% | 81.21% | 95% | 3575.8245 | 1659.0348 | 10216.6414 | 4201.6959 | 99% | 100% | 100% | 100% | 30 | 2016 | DOE CHP Fact Sheet Series, Packaged CHP eCatalog | Packaged CHP eCatalog | Developer data
US | Small | Oil Recip. Engine CHP | Commercial | 350 | 4000 | 1400000 | 33.47% | 81.26% | 95% | 3568.3229 | 1657.2938 | 10195.2082 | 4199.005 | 99% | 100% | 100% | 100% | 30 | 2017 | DOE CHP Fact Sheet Series, Packaged CHP eCatalog | Packaged CHP eCatalog | Developer data
US | Small | Oil Recip. Engine CHP | Commercial | 350 | 4000 | 1400000 | 33.54% | 81.27% | 95% | 3560.4713 | 1656.2464 | 10172.7751 | 4198.33 | 99% | 100% | 100% | 100% | 30 | 2018 | DOE CHP Fact Sheet Series, Packaged CHP eCatalog | Packaged CHP eCatalog | Developer data
US | Small | Oil Recip. Engine CHP | Commercial | 350 | 4000 | 1400000 | 33.59% | 81.28% | 95% | 3555.4197 | 1655.1359 | 10158.342 | 4197.7907 | 99% | 100% | 100% | 100% | 30 | 2019 | DOE CHP Fact Sheet Series, Packaged CHP eCatalog | Packaged CHP eCatalog | Developer data
US | Small | Oil Recip. Engine CHP | Commercial | 350 | 4000 | 1400000 | 33.63% | 81.29% | 95% | 3551.0681 | 1654.9116 | 10145.909 | 4197.2554 | 99% | 100% | 100% | 100% | 30 | 2020 | DOE CHP Fact Sheet Series, Packaged CHP eCatalog | Packaged CHP eCatalog | Developer data
US | Small | Oil Recip. Engine CHP | Commercial | 350 | 4000 | 1400000 | 33.64% | 81.3% | 95% | 3549.5166 | 1653.6612 | 10141.4759 | 4196.9434 | 99% | 100% | 100% | 100% | 30 | 2021 | DOE CHP Fact Sheet Series, Packaged CHP eCatalog | Packaged CHP eCatalog | Developer data
US | Small | Oil Recip. Engine CHP | Commercial | 350 | 4000 | 1400000 | 33.65% | 81.3% | 95% | 3548.665 | 1653.3224 | 10139.0428 | 4196.8253 | 99% | 100% | 100% | 100% | 30 | 2022 | DOE CHP Fact Sheet Series, Packaged CHP eCatalog | Packaged CHP eCatalog | Developer data
US | Medium | Microturbine CHP | Commercial | 200 | 5000 | 1000000 | 26.43% | 66.4% | 95% | 2581.5157 | 888 | 11998.5714 | 5138.5542 | 99% | 100% | 100% | 100% | 25 | 2012 | DOE CHP Fact Sheet Series, Packaged CHP eCatalog | Packaged CHP eCatalog | Developer data
US | Medium | Microturbine CHP | Commercial | 200 | 5000 | 1000000 | 26.45% | 66.8% | 95% | 2580.3157 | 887 | 11985.0595 | 5107.7844 | 99% | 100% | 100% | 100% | 25 | 2013 | DOE CHP Fact Sheet Series, Packaged CHP eCatalog | Packaged CHP eCatalog | Developer data
US | Medium | Microturbine CHP | Commercial | 200 | 5000 | 1000000 | 26.52% | 66.8% | 95% | 2572.978 | 886 | 11971.5476 | 5107.7844 | 99% | 100% | 100% | 100% | 25 | 2014 | DOE CHP Fact Sheet Series, Packaged CHP eCatalog | Packaged CHP eCatalog | Developer data
US | Medium | Microturbine CHP | Commercial | 200 | 5000 | 1000000 | 26.6% | 66.9% | 95% | 2565.394 | 885 | 11958.0357 | 5100.1495 | 99% | 100% | 100% | 100% | 25 | 2015 | DOE CHP Fact Sheet Series, Packaged CHP eCatalog | Packaged CHP eCatalog | Developer data
US | Medium | Microturbine CHP | Commercial | 200 | 5000 | 1000000 | 27.11% | 67.2% | 95% | 2517.4021 | 884 | 11944.5238 | 5077.381 | 99% | 100% | 100% | 100% | 25 | 2016 | DOE CHP Fact Sheet Series, Packaged CHP eCatalog | Packaged CHP eCatalog | Developer data
US | Medium | Microturbine CHP | Commercial | 200 | 5000 | 1000000 | 27.65% | 67.8% | 95% | 2467.8102 | 882 | 11917.5 | 5032.4484 | 99% | 100% | 100% | 100% | 25 | 2017 | DOE CHP Fact Sheet Series, Packaged CHP eCatalog | Packaged CHP eCatalog | Developer data
US | Medium | Microturbine CHP | Commercial | 200 | 5000 | 1000000 | 28.21% | 68% | 95% | 2418.8183 | 880 | 11890.4762 | 5017.6471 | 99% | 100% | 100% | 100% | 25 | 2018 | DOE CHP Fact Sheet Series, Packaged CHP eCatalog | Packaged CHP eCatalog | Developer data
US | Medium | Microturbine CHP | Commercial | 200 | 5000 | 1000000 | 28.85% | 68.2% | 95% | 2365.4265 | 870 | 11755.3571 | 5002.9326 | 99% | 100% | 100% | 100% | 25 | 2019 | DOE CHP Fact Sheet Series, Packaged CHP eCatalog | Packaged CHP eCatalog | Developer data
US | Medium | Microturbine CHP | Commercial | 200 | 5000 | 1000000 | 29.31% | 68.5% | 95% | 2328.2074 | 867 | 11714.8214 | 4981.0219 | 99% | 100% | 100% | 100% | 25 | 2020 | DOE CHP Fact Sheet Series, Packaged CHP eCatalog | Packaged CHP eCatalog | Developer data
US | Medium | Microturbine CHP | Commercial | 200 | 5000 | 1000000 | 29.45% | 68.6% | 95% | 2316.9882 | 855 | 11552.6786 | 4973.7609 | 99% | 100% | 100% | 100% | 25 | 2021 | DOE CHP Fact Sheet Series, Packaged CHP eCatalog | Packaged CHP eCatalog | Developer data
US | Medium | Microturbine CHP | Commercial | 200 | 5000 | 1000000 | 29.67% | 68.8% | 95% | 2299.6256 | 840 | 11350 | 4959.3023 | 99% | 100% | 100% | 100% | 25 | 2022 | DOE CHP Fact Sheet Series, Packaged CHP eCatalog | Packaged CHP eCatalog | Developer data

## Price Indexes All
Industry | Type | 2010 | 2011 | 2012 | 2013 | 2014 | 2015 | 2016 | 2017 | 2018 | 2019 | 2020 | 2021 | 2022 | 2023 | Source
All industries | Chain-Type Price Indexes for Gross Output by Ind. | 94.999 | 98.494 | 100 | 101.652 | 103.391 | 102.282 | 102.508 | 105.133 | 108.474 | 109.991 | 110.621 | 117.905 | 127.307 | 129.159 | BEA: https://apps.bea.gov/histdata/histChildLevels.cfm?HMI=8 | .
Private industries | Chain-Type Price Indexes for Gross Output by Ind. | 94.937 | 98.505 | 100 | 101.53 | 103.186 | 101.923 | 102.139 | 104.777 | 108.047 | 109.515 | 109.972 | 117.364 | 126.853 | 128.656 | BEA: https://apps.bea.gov/histdata/histChildLevels.cfm?HMI=8 | .
Agriculture, forestry, fishing, and hunting | Chain-Type Price Indexes for Gross Output by Ind. | 79.582 | 95.672 | 100 | 101.97 | 101.285 | 91.383 | 82.384 | 84.507 | 84.7 | 84.456 | 82.416 | 99.558 | 122.991 | 121.485 | BEA: https://apps.bea.gov/histdata/histChildLevels.cfm?HMI=8 | . | 1.1375
Farms | Chain-Type Price Indexes for Gross Output by Ind. | 77.701 | 95.312 | 100 | 101.814 | 100.706 | 89.731 | 79.736 | 81.895 | 81.869 | 81.577 | 79.363 | 97.619 | 122.971 | 121.401 | BEA: https://apps.bea.gov/histdata/histChildLevels.cfm?HMI=8 | .
Forestry, fishing, and related activities | Chain-Type Price Indexes for Gross Output by Ind. | 95.19 | 98.657 | 100 | 103.348 | 106.314 | 105.638 | 105.918 | 107.677 | 109.897 | 110.13 | 109.96 | 115.787 | 121.723 | 120.733 | BEA: https://apps.bea.gov/histdata/histChildLevels.cfm?HMI=8 | .
Mining | Chain-Type Price Indexes for Gross Output by Ind. | 97.924 | 107.551 | 100 | 103.422 | 102.727 | 73.228 | 68.042 | 78.664 | 86.897 | 78.556 | 64.345 | 99.444 | 133.39 | 111.19 | BEA: https://apps.bea.gov/histdata/histChildLevels.cfm?HMI=8 | .
Oil and gas extraction | Chain-Type Price Indexes for Gross Output by Ind. | 102.553 | 114.102 | 100 | 106.658 | 105.534 | 60.914 | 54.207 | 66.519 | 77.074 | 65.6 | 48.071 | 89.319 | 126.923 | 97.12 | BEA: https://apps.bea.gov/histdata/histChildLevels.cfm?HMI=8 | .
Mining, except oil and gas | Chain-Type Price Indexes for Gross Output by Ind. | 91.407 | 100.309 | 100 | 95.041 | 93.273 | 87.296 | 86.045 | 93.158 | 97.947 | 98.139 | 97.846 | 107.233 | 124.823 | 132.355 | BEA: https://apps.bea.gov/histdata/histChildLevels.cfm?HMI=8 | .
Support activities for mining | Chain-Type Price Indexes for Gross Output by Ind. | 91.53 | 95.87 | 100 | 101.781 | 103.45 | 103.591 | 101.645 | 103.779 | 101.68 | 103.058 | 100.007 | 101.011 | 112.232 | 124.793 | BEA: https://apps.bea.gov/histdata/histChildLevels.cfm?HMI=8 | .
Utilities | Chain-Type Price Indexes for Gross Output by Ind. | 102.255 | 104.223 | 100 | 103.962 | 110.598 | 104.977 | 101.757 | 106.161 | 110.393 | 111.614 | 108.879 | 129.235 | 152.624 | 150.848 | BEA: https://apps.bea.gov/histdata/histChildLevels.cfm?HMI=8 | .
Construction | Chain-Type Price Indexes for Gross Output by Ind. | 94.496 | 97.433 | 100 | 102.739 | 106.407 | 108.286 | 110.267 | 113.937 | 118.765 | 122.925 | 125.863 | 136.376 | 157.482 | 164.319 | BEA: https://apps.bea.gov/histdata/histChildLevels.cfm?HMI=8 | .
Manufacturing | Chain-Type Price Indexes for Gross Output by Ind. | 91.211 | 98.783 | 100 | 100.054 | 100.706 | 94.846 | 92.226 | 95.814 | 100.08 | 99.383 | 97.224 | 109.449 | 123.968 | 124.004 | BEA: https://apps.bea.gov/histdata/histChildLevels.cfm?HMI=8 | .
Durable goods | Chain-Type Price Indexes for Gross Output by Ind. | 96.794 | 99.207 | 100 | 100.298 | 101.342 | 101.026 | 100.425 | 102.258 | 105.003 | 106.024 | 106.297 | 114.456 | 124.342 | 126.351 | BEA: https://apps.bea.gov/histdata/histChildLevels.cfm?HMI=8 | .
Wood products | Chain-Type Price Indexes for Gross Output by Ind. | 96.916 | 96.897 | 100 | 107.366 | 114.219 | 110.853 | 111.335 | 114.962 | 121.814 | 118.517 | 122.505 | 155.825 | 169.499 | 156.931 | BEA: https://apps.bea.gov/histdata/histChildLevels.cfm?HMI=8 | .
Nonmetallic mineral products | Chain-Type Price Indexes for Gross Output by Ind. | 96.441 | 97.631 | 100 | 102.841 | 106.098 | 109.198 | 112.161 | 115.021 | 118.929 | 121.303 | 123.586 | 131.246 | 146.037 | 155.613 | BEA: https://apps.bea.gov/histdata/histChildLevels.cfm?HMI=8 | .
Primary metals | Chain-Type Price Indexes for Gross Output by Ind. | 93.71 | 104.201 | 100 | 94.481 | 95.357 | 86.582 | 81.828 | 90.39 | 99.07 | 96.092 | 89.332 | 122.245 | 135.711 | 125.39 | BEA: https://apps.bea.gov/histdata/histChildLevels.cfm?HMI=8 | .
Fabricated metal products | Chain-Type Price Indexes for Gross Output by Ind. | 95.235 | 98.616 | 100 | 100.537 | 101.371 | 101.425 | 100.799 | 102.533 | 107.113 | 109.575 | 109.7 | 122.476 | 141.032 | 143.865 | BEA: https://apps.bea.gov/histdata/histChildLevels.cfm?HMI=8 | .
Machinery | Chain-Type Price Indexes for Gross Output by Ind. | 95.442 | 97.813 | 100 | 101.581 | 103.293 | 104.553 | 105.157 | 106.287 | 108.532 | 111.627 | 113.391 | 118.936 | 133.521 | 140.58 | BEA: https://apps.bea.gov/histdata/histChildLevels.cfm?HMI=8 | .
Computer and electronic products | Chain-Type Price Indexes for Gross Output by Ind. | 103.8 | 101.765 | 100 | 98.728 | 97.056 | 95.666 | 93.355 | 93.088 | 92.551 | 92.352 | 92.69 | 93.355 | 97.333 | 99.395 | BEA: https://apps.bea.gov/histdata/histChildLevels.cfm?HMI=8 | .
Electrical equipment, appliances, and components | Chain-Type Price Indexes for Gross Output by Ind. | 95.265 | 98.108 | 100 | 99.859 | 99.93 | 99.332 | 98.216 | 99.759 | 103.972 | 106.552 | 107.286 | 115.079 | 130.903 | 137.589 | BEA: https://apps.bea.gov/histdata/histChildLevels.cfm?HMI=8 | .
Motor vehicles, bodies and trailers, and parts | Chain-Type Price Indexes for Gross Output by Ind. | 96.561 | 98.023 | 100 | 100.737 | 102.006 | 103.483 | 103.302 | 104.409 | 105.918 | 106.545 | 106.623 | 110.378 | 115.616 | 117.218 | BEA: https://apps.bea.gov/histdata/histChildLevels.cfm?HMI=8 | .
Other transportation equipment | Chain-Type Price Indexes for Gross Output by Ind. | 96.227 | 98.305 | 100 | 101.449 | 102.886 | 103.924 | 104.414 | 105.445 | 107.119 | 108.913 | 110.272 | 112.043 | 117.227 | 120.162 | BEA: https://apps.bea.gov/histdata/histChildLevels.cfm?HMI=8 | .
Furniture and related products | Chain-Type Price Indexes for Gross Output by Ind. | 95.669 | 97.471 | 100 | 101.395 | 103.284 | 104.558 | 105.163 | 106.934 | 109.553 | 112.416 | 114.392 | 121.906 | 138.271 | 144.842 | BEA: https://apps.bea.gov/histdata/histChildLevels.cfm?HMI=8 | .
Miscellaneous manufacturing | Chain-Type Price Indexes for Gross Output by Ind. | 96.376 | 98.709 | 100 | 101.053 | 101.568 | 102.526 | 102.888 | 103.949 | 105.424 | 107.782 | 109.6 | 112.056 | 120.086 | 124.713 | BEA: https://apps.bea.gov/histdata/histChildLevels.cfm?HMI=8 | .
Nondurable goods | Chain-Type Price Indexes for Gross Output by Ind. | 86.542 | 98.415 | 100 | 99.839 | 100.138 | 89.201 | 84.785 | 89.918 | 95.562 | 93.298 | 88.964 | 104.893 | 123.907 | 121.888 | BEA: https://apps.bea.gov/histdata/histChildLevels.cfm?HMI=8 | .
Food and beverage and tobacco products | Chain-Type Price Indexes for Gross Output by Ind. | 88.638 | 96.369 | 100 | 100.964 | 104.73 | 100.835 | 98.35 | 99.95 | 100.208 | 101.668 | 103.134 | 112.476 | 124.861 | 127.484 | BEA: https://apps.bea.gov/histdata/histChildLevels.cfm?HMI=8 | .
Textile mills and textile product mills | Chain-Type Price Indexes for Gross Output by Ind. | 91.866 | 99.747 | 100 | 100.754 | 102.369 | 101.736 | 101.326 | 102.023 | 105 | 106.766 | 106.727 | 115.072 | 126.733 | 128.43 | BEA: https://apps.bea.gov/histdata/histChildLevels.cfm?HMI=8 | .
Apparel and leather and allied products | Chain-Type Price Indexes for Gross Output by Ind. | 95.279 | 97.44 | 100 | 102.668 | 104.575 | 106.006 | 105.972 | 107.23 | 108.763 | 110.351 | 110.37 | 112.428 | 119.938 | 123.183 | BEA: https://apps.bea.gov/histdata/histChildLevels.cfm?HMI=8 | .
Paper products | Chain-Type Price Indexes for Gross Output by Ind. | 96.419 | 99.761 | 100 | 102.782 | 104.16 | 103.987 | 102.71 | 106.666 | 111.188 | 111.046 | 108.384 | 118.214 | 136.208 | 141.049 | BEA: https://apps.bea.gov/histdata/histChildLevels.cfm?HMI=8 | .
Printing and related support activities | Chain-Type Price Indexes for Gross Output by Ind. | 98.265 | 99.831 | 100 | 100.521 | 101.028 | 101.428 | 101.603 | 102.173 | 103.22 | 106.089 | 107.009 | 111.499 | 125.535 | 132.508 | BEA: https://apps.bea.gov/histdata/histChildLevels.cfm?HMI=8 | .
Petroleum and coal products | Chain-Type Price Indexes for Gross Output by Ind. | 75.532 | 98.802 | 100 | 96.337 | 91.363 | 59.871 | 48.687 | 59.068 | 72.058 | 64.336 | 48.368 | 77.967 | 113.358 | 101.372 | BEA: https://apps.bea.gov/histdata/histChildLevels.cfm?HMI=8 | .
Chemical products | Chain-Type Price Indexes for Gross Output by Ind. | 90.11 | 100.057 | 100 | 100.794 | 102.173 | 97.298 | 95.431 | 100.735 | 105.783 | 103.28 | 101.794 | 116.897 | 128.166 | 128.292 | BEA: https://apps.bea.gov/histdata/histChildLevels.cfm?HMI=8 | .
Plastics and rubber products | Chain-Type Price Indexes for Gross Output by Ind. | 91.659 | 97.49 | 100 | 102.132 | 103.109 | 101.951 | 100.732 | 102.698 | 105.952 | 106.751 | 106.328 | 118.61 | 135.384 | 137.139 | BEA: https://apps.bea.gov/histdata/histChildLevels.cfm?HMI=8 | .
Wholesale trade | Chain-Type Price Indexes for Gross Output by Ind. | 95.147 | 97.673 | 100 | 101.833 | 102.919 | 103.64 | 104.267 | 106.506 | 109.791 | 114.093 | 113.849 | 121.998 | 133.246 | 136.056 | BEA: https://apps.bea.gov/histdata/histChildLevels.cfm?HMI=8 | .
Retail trade | Chain-Type Price Indexes for Gross Output by Ind. | 95.652 | 97.607 | 100 | 101.363 | 102.529 | 103.429 | 103.433 | 104.04 | 105.435 | 107.49 | 112.046 | 122.76 | 133.095 | 133.624 | BEA: https://apps.bea.gov/histdata/histChildLevels.cfm?HMI=8 | .
Motor vehicle and parts dealers | Chain-Type Price Indexes for Gross Output by Ind. | 97.072 | 99.968 | 100 | 98.624 | 98.178 | 97.122 | 93.328 | 91.918 | 92.839 | 93.593 | 101.762 | 131.605 | 154.579 | 145.072 | BEA: https://apps.bea.gov/histdata/histChildLevels.cfm?HMI=8 | .
Food and beverage stores | Chain-Type Price Indexes for Gross Output by Ind. | 91.426 | 95.865 | 100 | 101.975 | 105.229 | 110.16 | 113.711 | 115.002 | 118.622 | 120.939 | 125.847 | 128.059 | 143.591 | 154.376 | BEA: https://apps.bea.gov/histdata/histChildLevels.cfm?HMI=8 | .
General merchandise stores | Chain-Type Price Indexes for Gross Output by Ind. | 93.34 | 93.83 | 100 | 100.268 | 100.417 | 99.666 | 100.197 | 100.272 | 100.087 | 103.228 | 101.78 | 106.678 | 120.909 | 128.471 | BEA: https://apps.bea.gov/histdata/histChildLevels.cfm?HMI=8 | .
Other retail | Chain-Type Price Indexes for Gross Output by Ind. | 97.118 | 98.536 | 100 | 102.309 | 103.711 | 104.696 | 105.046 | 106.345 | 107.808 | 109.988 | 114.789 | 123.387 | 128.746 | 128.208 | BEA: https://apps.bea.gov/histdata/histChildLevels.cfm?HMI=8 | .
Transportation and warehousing | Chain-Type Price Indexes for Gross Output by Ind. | 92.501 | 97.324 | 100 | 101.553 | 103.305 | 102.088 | 101.716 | 104.129 | 108.658 | 111.442 | 109.31 | 119.917 | 136.516 | 136.894 | BEA: https://apps.bea.gov/histdata/histChildLevels.cfm?HMI=8 | .
Air transportation | Chain-Type Price Indexes for Gross Output by Ind. | 89.142 | 95.304 | 100 | 100.725 | 102.96 | 99.03 | 96.838 | 98.46 | 101.383 | 104.699 | 93.504 | 93.61 | 107.353 | 110.542 | BEA: https://apps.bea.gov/histdata/histChildLevels.cfm?HMI=8 | .
Rail transportation | Chain-Type Price Indexes for Gross Output by Ind. | 88.609 | 95.753 | 100 | 103.119 | 104.925 | 101.476 | 100.047 | 103.56 | 109.258 | 112.527 | 112.937 | 118.404 | 129.012 | 132.444 | BEA: https://apps.bea.gov/histdata/histChildLevels.cfm?HMI=8 | .
Water transportation | Chain-Type Price Indexes for Gross Output by Ind. | 99.422 | 101.851 | 100 | 99.922 | 102.889 | 102.422 | 101.124 | 105.907 | 112.481 | 115.09 | 108.624 | 120.216 | 136.189 | 137.028 | BEA: https://apps.bea.gov/histdata/histChildLevels.cfm?HMI=8 | .
Truck transportation | Chain-Type Price Indexes for Gross Output by Ind. | 91.54 | 96.828 | 100 | 101.368 | 103.003 | 101.213 | 100.532 | 102.764 | 109.249 | 111.946 | 111.493 | 125.515 | 149.957 | 146.699 | BEA: https://apps.bea.gov/histdata/histChildLevels.cfm?HMI=8 | .
Transit and ground passenger transportation | Chain-Type Price Indexes for Gross Output by Ind. | 93.731 | 98.354 | 100 | 103.166 | 103.568 | 105.085 | 107.431 | 108.917 | 110.2 | 110.893 | 109.294 | 112.91 | 113.282 | 114.288 | BEA: https://apps.bea.gov/histdata/histChildLevels.cfm?HMI=8 | .
Pipeline transportation | Chain-Type Price Indexes for Gross Output by Ind. | 93.854 | 98.117 | 100 | 105.986 | 107.709 | 107.323 | 111.953 | 114.559 | 117.549 | 126.391 | 131.499 | 139.121 | 154.249 | 165.509 | BEA: https://apps.bea.gov/histdata/histChildLevels.cfm?HMI=8 | .
Other transportation and support activities | Chain-Type Price Indexes for Gross Output by Ind. | 90.862 | 96.643 | 100 | 102.848 | 105.299 | 106.032 | 106.247 | 108.876 | 112.867 | 116.367 | 116.006 | 134.467 | 148.584 | 140.257 | BEA: https://apps.bea.gov/histdata/histChildLevels.cfm?HMI=8 | .
Warehousing and storage | Chain-Type Price Indexes for Gross Output by Ind. | 104.025 | 102.17 | 100 | 98.742 | 98.898 | 100.277 | 100.929 | 103.679 | 107.603 | 107.526 | 107.431 | 114.298 | 130.217 | 142.23 | BEA: https://apps.bea.gov/histdata/histChildLevels.cfm?HMI=8 | .
Information | Chain-Type Price Indexes for Gross Output by Ind. | 99.201 | 99.3 | 100 | 100.349 | 100.328 | 99.132 | 98.653 | 97.636 | 97.65 | 97.962 | 98.313 | 98.792 | 99.968 | 100.615 | BEA: https://apps.bea.gov/histdata/histChildLevels.cfm?HMI=8 | .
Publishing industries, except internet (includes software) | Chain-Type Price Indexes for Gross Output by Ind. | 98.436 | 99.36 | 100 | 101.221 | 102.021 | 101.201 | 100.249 | 99.47 | 98.576 | 98.669 | 98.745 | 98.164 | 97.622 | 98.83 | BEA: https://apps.bea.gov/histdata/histChildLevels.cfm?HMI=8 | .
Motion picture and sound recording industries | Chain-Type Price Indexes for Gross Output by Ind. | 98.078 | 97.757 | 100 | 99.081 | 99.062 | 98.553 | 101.566 | 101.611 | 102.984 | 101.894 | 101.357 | 102.033 | 106.119 | 105.717 | BEA: https://apps.bea.gov/histdata/histChildLevels.cfm?HMI=8 | .
Broadcasting and telecommunications | Chain-Type Price Indexes for Gross Output by Ind. | 99.611 | 99.414 | 100 | 100.36 | 100.036 | 98.219 | 97.508 | 95.963 | 96.43 | 96.872 | 96.944 | 97.082 | 99.005 | 100.018 | BEA: https://apps.bea.gov/histdata/histChildLevels.cfm?HMI=8 | .
Data processing, internet publishing, and other information services | Chain-Type Price Indexes for Gross Output by Ind. | 99.596 | 99.799 | 100 | 99.916 | 99.809 | 99.66 | 98.679 | 98.307 | 97.653 | 98.388 | 99.748 | 101.593 | 102.372 | 102.306 | BEA: https://apps.bea.gov/histdata/histChildLevels.cfm?HMI=8 | .
Finance, insurance, real estate, rental, and leasing | Chain-Type Price Indexes for Gross Output by Ind. | 96.359 | 97.88 | 100 | 102.59 | 106.079 | 108.643 | 111.702 | 115.239 | 119.961 | 122.823 | 124.925 | 128.731 | 133.77 | 137.924 | BEA: https://apps.bea.gov/histdata/histChildLevels.cfm?HMI=8 | .
Finance and insurance | Chain-Type Price Indexes for Gross Output by Ind. | 95.111 | 97.201 | 100 | 103.423 | 108.279 | 110.841 | 114.577 | 118.682 | 125.55 | 127.844 | 129.213 | 133.148 | 135.675 | 139.026 | BEA: https://apps.bea.gov/histdata/histChildLevels.cfm?HMI=8 | .
Federal Reserve banks, credit intermediation, and related activities | Chain-Type Price Indexes for Gross Output by Ind. | 95.832 | 96.501 | 100 | 104.385 | 110.806 | 114.659 | 122.968 | 132.146 | 144.235 | 148.988 | 146.61 | 150.064 | 156.625 | 162.893 | BEA: https://apps.bea.gov/histdata/histChildLevels.cfm?HMI=8 | .
Securities, commodity contracts, and investments | Chain-Type Price Indexes for Gross Output by Ind. | 91.264 | 96.643 | 100 | 105.728 | 113.674 | 115.879 | 117.117 | 122.347 | 128.974 | 130.867 | 132.652 | 146.97 | 143.181 | 142.285 | BEA: https://apps.bea.gov/histdata/histChildLevels.cfm?HMI=8 | .
Insurance carriers and related activities | Chain-Type Price Indexes for Gross Output by Ind. | 97.452 | 98.808 | 100 | 101.226 | 102.99 | 104.39 | 105.488 | 105.788 | 109.119 | 109.666 | 113.41 | 112.813 | 115.13 | 118.214 | BEA: https://apps.bea.gov/histdata/histChildLevels.cfm?HMI=8 | .
Funds, trusts, and other financial vehicles | Chain-Type Price Indexes for Gross Output by Ind. | 91.808 | 93.465 | 100 | 103.03 | 108.037 | 112.877 | 120.343 | 122.467 | 130.703 | 136.839 | 134.684 | 139.781 | 147.672 | 154.928 | BEA: https://apps.bea.gov/histdata/histChildLevels.cfm?HMI=8 | .
Real estate and rental and leasing | Chain-Type Price Indexes for Gross Output by Ind. | 97.262 | 98.374 | 100 | 101.974 | 104.45 | 107.016 | 109.577 | 112.695 | 115.837 | 119.105 | 121.74 | 125.451 | 132.31 | 137.044 | BEA: https://apps.bea.gov/histdata/histChildLevels.cfm?HMI=8 | .
Real estate | Chain-Type Price Indexes for Gross Output by Ind. | 97.304 | 98.352 | 100 | 102.052 | 104.695 | 107.652 | 110.57 | 113.88 | 117.093 | 120.612 | 123.55 | 126.963 | 133.686 | 138.558 | BEA: https://apps.bea.gov/histdata/histChildLevels.cfm?HMI=8 | .
Housing | Chain-Type Price Indexes for Gross Output by Ind. | 96.593 | 97.887 | 100 | 102.349 | 105.202 | 108.447 | 112.075 | 115.953 | 119.898 | 123.973 | 127.561 | 130.83 | 138.523 | 145.728 | BEA: https://apps.bea.gov/histdata/histChildLevels.cfm?HMI=8 | .
Other real estate | Chain-Type Price Indexes for Gross Output by Ind. | 98.752 | 99.285 | 100 | 101.491 | 103.758 | 106.222 | 107.985 | 110.384 | 112.447 | 115.129 | 117.09 | 120.703 | 126.051 | 127.7 | BEA: https://apps.bea.gov/histdata/histChildLevels.cfm?HMI=8 | .
Rental and leasing services and lessors of intangible assets | Chain-Type Price Indexes for Gross Output by Ind. | 96.884 | 98.57 | 100 | 101.301 | 102.368 | 101.615 | 101.092 | 102.541 | 105.081 | 106.247 | 106.313 | 112.642 | 120.725 | 124.246 | BEA: https://apps.bea.gov/histdata/histChildLevels.cfm?HMI=8 | .
Professional and business services | Chain-Type Price Indexes for Gross Output by Ind. | 97.529 | 98.839 | 100 | 101.358 | 102.148 | 103.765 | 104.741 | 106.077 | 107.447 | 108.727 | 109.69 | 111.558 | 115.229 | 117.686 | BEA: https://apps.bea.gov/histdata/histChildLevels.cfm?HMI=8 | .
Professional, scientific, and technical services | Chain-Type Price Indexes for Gross Output by Ind. | 97.281 | 98.763 | 100 | 101.417 | 102.311 | 103.947 | 104.611 | 106.121 | 107.664 | 109.066 | 110.191 | 111.764 | 115.103 | 117.852 | BEA: https://apps.bea.gov/histdata/histChildLevels.cfm?HMI=8 | .
Legal services | Chain-Type Price Indexes for Gross Output by Ind. | 93.58 | 97.017 | 100 | 103.583 | 107.187 | 110.613 | 112.962 | 116.809 | 119.942 | 124.202 | 130.085 | 135.882 | 141.781 | 147.361 | BEA: https://apps.bea.gov/histdata/histChildLevels.cfm?HMI=8 | .
Computer systems design and related services | Chain-Type Price Indexes for Gross Output by Ind. | 100.636 | 100.775 | 100 | 99.679 | 99.179 | 98.48 | 97.526 | 96.777 | 96.307 | 96.404 | 95.977 | 95.498 | 95.481 | 95.907 | BEA: https://apps.bea.gov/histdata/histChildLevels.cfm?HMI=8 | .
Miscellaneous professional, scientific, and technical services | Chain-Type Price Indexes for Gross Output by Ind. | 97.308 | 98.628 | 100 | 101.386 | 102.031 | 103.965 | 104.745 | 106.461 | 108.345 | 109.594 | 110.304 | 111.78 | 115.759 | 118.803 | BEA: https://apps.bea.gov/histdata/histChildLevels.cfm?HMI=8 | .
Management of companies and enterprises | Chain-Type Price Indexes for Gross Output by Ind. | 98.198 | 99.149 | 100 | 100.929 | 99.912 | 101.135 | 101.112 | 101.186 | 101.134 | 100.429 | 99.577 | 99.733 | 100.481 | 101.009 | BEA: https://apps.bea.gov/histdata/histChildLevels.cfm?HMI=8 | .
Administrative and waste management services | Chain-Type Price Indexes for Gross Output by Ind. | 97.706 | 98.827 | 100 | 101.492 | 103.215 | 105.042 | 107.346 | 109.086 | 110.97 | 113.231 | 115.021 | 118.681 | 124.893 | 127.885 | BEA: https://apps.bea.gov/histdata/histChildLevels.cfm?HMI=8 | .
Administrative and support services | Chain-Type Price Indexes for Gross Output by Ind. | 97.969 | 98.883 | 100 | 101.452 | 103.086 | 105.03 | 107.29 | 108.902 | 110.473 | 112.611 | 114.158 | 117.679 | 123.663 | 126.135 | BEA: https://apps.bea.gov/histdata/histChildLevels.cfm?HMI=8 | .
Waste management and remediation services | Chain-Type Price Indexes for Gross Output by Ind. | 95.774 | 98.387 | 100 | 101.82 | 104.276 | 105.072 | 107.783 | 110.702 | 115.564 | 119.037 | 123.224 | 128.27 | 136.946 | 145.549 | BEA: https://apps.bea.gov/histdata/histChildLevels.cfm?HMI=8 | .
Educational services, health care, and social assistance | Chain-Type Price Indexes for Gross Output by Ind. | 96.452 | 98.284 | 100 | 101.558 | 103.173 | 104.382 | 106.043 | 108.02 | 110.033 | 112.173 | 114.706 | 118.646 | 123.017 | 125.619 | BEA: https://apps.bea.gov/histdata/histChildLevels.cfm?HMI=8 | .
Educational services | Chain-Type Price Indexes for Gross Output by Ind. | 94.745 | 97.354 | 100 | 102.604 | 105.189 | 106.879 | 108.851 | 111.581 | 114.063 | 116.533 | 119.167 | 123.261 | 128.286 | 131.629 | BEA: https://apps.bea.gov/histdata/histChildLevels.cfm?HMI=8 | .
Health care and social assistance | Chain-Type Price Indexes for Gross Output by Ind. | 96.732 | 98.434 | 100 | 101.393 | 102.854 | 103.99 | 105.603 | 107.469 | 109.413 | 111.506 | 114.023 | 117.94 | 122.219 | 124.717 | BEA: https://apps.bea.gov/histdata/histChildLevels.cfm?HMI=8 | .
Ambulatory health care services | Chain-Type Price Indexes for Gross Output by Ind. | 97.298 | 98.758 | 100 | 100.821 | 101.799 | 101.893 | 102.812 | 103.869 | 104.956 | 106.155 | 107.824 | 111.206 | 113.655 | 114.594 | BEA: https://apps.bea.gov/histdata/histChildLevels.cfm?HMI=8 | .
Hospitals | Chain-Type Price Indexes for Gross Output by Ind. | 96.345 | 98.111 | 100 | 101.931 | 103.789 | 105.592 | 107.575 | 109.872 | 112.27 | 114.951 | 117.653 | 121.772 | 127.805 | 131.372 | BEA: https://apps.bea.gov/histdata/histChildLevels.cfm?HMI=8 | .
Nursing and residential care facilities | Chain-Type Price Indexes for Gross Output by Ind. | 96.542 | 98.539 | 100 | 101.041 | 102.369 | 104.513 | 107.134 | 109.938 | 113.439 | 117.118 | 121.322 | 124.907 | 130.108 | 135.105 | BEA: https://apps.bea.gov/histdata/histChildLevels.cfm?HMI=8 | .
Social assistance | Chain-Type Price Indexes for Gross Output by Ind. | 95.701 | 97.993 | 100 | 102.495 | 104.94 | 107.42 | 109.9 | 113.167 | 116.038 | 118.725 | 123.184 | 129.467 | 135.369 | 139.309 | BEA: https://apps.bea.gov/histdata/histChildLevels.cfm?HMI=8 | .
Arts, entertainment, recreation, accommodation, and food services | Chain-Type Price Indexes for Gross Output by Ind. | 95.494 | 97.19 | 100 | 102.068 | 104.495 | 107.476 | 110.143 | 112.614 | 115.755 | 118.654 | 121.823 | 126.731 | 135.925 | 141.632 | BEA: https://apps.bea.gov/histdata/histChildLevels.cfm?HMI=8 | .
Arts, entertainment, and recreation | Chain-Type Price Indexes for Gross Output by Ind. | 96.096 | 97.575 | 100 | 101.567 | 103.605 | 106.738 | 109.419 | 111.436 | 113.931 | 116.498 | 121.57 | 123.09 | 127.45 | 133.445 | BEA: https://apps.bea.gov/histdata/histChildLevels.cfm?HMI=8 | .
Performing arts, spectator sports, museums, and related activities | Chain-Type Price Indexes for Gross Output by Ind. | 97.117 | 97.929 | 100 | 101.616 | 103.699 | 107.423 | 110.721 | 112.975 | 114.667 | 116.452 | 119.915 | 119.782 | 122.607 | 128.824 | BEA: https://apps.bea.gov/histdata/histChildLevels.cfm?HMI=8 | .
Amusements, gambling, and recreation industries | Chain-Type Price Indexes for Gross Output by Ind. | 94.893 | 97.153 | 100 | 101.509 | 103.492 | 105.9 | 107.83 | 109.563 | 113.044 | 116.582 | 123.701 | 127.477 | 134.669 | 140.103 | BEA: https://apps.bea.gov/histdata/histChildLevels.cfm?HMI=8 | .
Accommodation and food services | Chain-Type Price Indexes for Gross Output by Ind. | 95.299 | 97.066 | 100 | 102.228 | 104.778 | 107.712 | 110.375 | 112.986 | 116.332 | 119.337 | 121.942 | 127.747 | 138.334 | 143.928 | BEA: https://apps.bea.gov/histdata/histChildLevels.cfm?HMI=8 | .
Accommodation | Chain-Type Price Indexes for Gross Output by Ind. | 95.171 | 97.18 | 100 | 102.133 | 105.037 | 107.129 | 109.51 | 111.888 | 116.147 | 118.936 | 113.368 | 118.443 | 133.977 | 136.156 | BEA: https://apps.bea.gov/histdata/histChildLevels.cfm?HMI=8 | .
Food services and drinking places | Chain-Type Price Indexes for Gross Output by Ind. | 95.342 | 97.027 | 100 | 102.261 | 104.685 | 107.918 | 110.681 | 113.374 | 116.401 | 119.48 | 124.438 | 130.446 | 139.647 | 146.154 | BEA: https://apps.bea.gov/histdata/histChildLevels.cfm?HMI=8 | .
Other services, except government | Chain-Type Price Indexes for Gross Output by Ind. | 95.433 | 97.764 | 100 | 102.503 | 104.823 | 107.024 | 109.167 | 111.677 | 114.759 | 118.004 | 121.757 | 127.433 | 135.93 | 142.519 | BEA: https://apps.bea.gov/histdata/histChildLevels.cfm?HMI=8 | .
Government | Chain-Type Price Indexes for Gross Output by Ind. | 95.44 | 98.416 | 100 | 102.603 | 105.009 | 105.17 | 105.482 | 108.001 | 111.936 | 113.869 | 115.946 | 122.323 | 130.96 | 133.244 | BEA: https://apps.bea.gov/histdata/histChildLevels.cfm?HMI=8 | .
Federal | Chain-Type Price Indexes for Gross Output by Ind. | 96.267 | 99.044 | 100 | 101.042 | 103.056 | 103.726 | 104.253 | 106.249 | 109.521 | 111.615 | 112.887 | 117.038 | 123.082 | 125.661 | BEA: https://apps.bea.gov/histdata/histChildLevels.cfm?HMI=8 | .
General government | Chain-Type Price Indexes for Gross Output by Ind. | 96.235 | 99.064 | 100 | 101.025 | 102.836 | 103.437 | 104.19 | 106.287 | 109.707 | 111.86 | 113.137 | 117.198 | 123.027 | 125.454 | BEA: https://apps.bea.gov/histdata/histChildLevels.cfm?HMI=8 | .
National defense | Chain-Type Price Indexes for Gross Output by Ind. | 95.979 | 98.922 | 100 | 100.652 | 102.177 | 102.466 | 102.936 | 104.735 | 107.932 | 109.861 | 111.18 | 115.51 | 121.544 | 123.878 | BEA: https://apps.bea.gov/histdata/histChildLevels.cfm?HMI=8 | .
Nondefense | Chain-Type Price Indexes for Gross Output by Ind. | 96.708 | 99.328 | 100 | 101.692 | 103.998 | 105.115 | 106.318 | 108.893 | 112.673 | 115.195 | 116.406 | 120.096 | 125.682 | 128.247 | BEA: https://apps.bea.gov/histdata/histChildLevels.cfm?HMI=8 | .
Government enterprises | Chain-Type Price Indexes for Gross Output by Ind. | 96.62 | 98.814 | 100 | 101.235 | 105.433 | 106.865 | 104.907 | 105.783 | 107.364 | 108.75 | 109.963 | 115.37 | 124.426 | 129.111 | BEA: https://apps.bea.gov/histdata/histChildLevels.cfm?HMI=8 | .
State and local | Chain-Type Price Indexes for Gross Output by Ind. | 95.016 | 98.095 | 100 | 103.377 | 105.97 | 105.896 | 106.112 | 108.865 | 113.097 | 114.959 | 117.41 | 124.869 | 134.742 | 136.887 | BEA: https://apps.bea.gov/histdata/histChildLevels.cfm?HMI=8 | .
General government | Chain-Type Price Indexes for Gross Output by Ind. | 94.794 | 97.834 | 100 | 103.374 | 105.716 | 105.785 | 106.064 | 108.744 | 112.89 | 114.584 | 117.478 | 124.223 | 133.685 | 136.025 | BEA: https://apps.bea.gov/histdata/histChildLevels.cfm?HMI=8 | .
Government enterprises | Chain-Type Price Indexes for Gross Output by Ind. | 96.49 | 99.83 | 100 | 103.396 | 107.637 | 106.617 | 106.416 | 109.659 | 114.461 | 117.455 | 116.744 | 129.477 | 142.308 | 143.058 | BEA: https://apps.bea.gov/histdata/histChildLevels.cfm?HMI=8 | .

## Wages All
State | Type | Job Title | Average Hourly Wage ($/hr) | Median Hourly Wage ($/hr) | Data Year | Source
AK | Hourly Wages by Job Type and State | Construction Laborers | 25.61 | 24.01 | 2022 | https://www.bls.gov/oes/tables.htm
AL | Hourly Wages by Job Type and State | Construction Laborers | 15.93 | 15.21 | 2022 | https://www.bls.gov/oes/tables.htm
AR | Hourly Wages by Job Type and State | Construction Laborers | 16.9 | 16.46 | 2022 | https://www.bls.gov/oes/tables.htm
AZ | Hourly Wages by Job Type and State | Construction Laborers | 20.7 | 19.1 | 2022 | https://www.bls.gov/oes/tables.htm
CA | Hourly Wages by Job Type and State | Construction Laborers | 27.03 | 23.52 | 2022 | https://www.bls.gov/oes/tables.htm
CO | Hourly Wages by Job Type and State | Construction Laborers | 20.61 | 19.92 | 2022 | https://www.bls.gov/oes/tables.htm
CT | Hourly Wages by Job Type and State | Construction Laborers | 25.51 | 23.85 | 2022 | https://www.bls.gov/oes/tables.htm
DC | Hourly Wages by Job Type and State | Construction Laborers | 21.58 | 21 | 2022 | https://www.bls.gov/oes/tables.htm
DE | Hourly Wages by Job Type and State | Construction Laborers | 20.65 | 20.17 | 2022 | https://www.bls.gov/oes/tables.htm
FL | Hourly Wages by Job Type and State | Construction Laborers | 18.12 | 17.6 | 2022 | https://www.bls.gov/oes/tables.htm
GA | Hourly Wages by Job Type and State | Construction Laborers | 17.92 | 17.32 | 2022 | https://www.bls.gov/oes/tables.htm
GU | Hourly Wages by Job Type and State | Construction Laborers | 12.65 | 11.64 | 2022 | https://www.bls.gov/oes/tables.htm
HI | Hourly Wages by Job Type and State | Construction Laborers | 32.04 | 29.69 | 2022 | https://www.bls.gov/oes/tables.htm
IA | Hourly Wages by Job Type and State | Construction Laborers | 21.51 | 21.83 | 2022 | https://www.bls.gov/oes/tables.htm
ID | Hourly Wages by Job Type and State | Construction Laborers | 19.21 | 18.3 | 2022 | https://www.bls.gov/oes/tables.htm
IL | Hourly Wages by Job Type and State | Construction Laborers | 31.53 | 29.87 | 2022 | https://www.bls.gov/oes/tables.htm
IN | Hourly Wages by Job Type and State | Construction Laborers | 23 | 22.49 | 2022 | https://www.bls.gov/oes/tables.htm
KS | Hourly Wages by Job Type and State | Construction Laborers | 18.94 | 17.99 | 2022 | https://www.bls.gov/oes/tables.htm
KY | Hourly Wages by Job Type and State | Construction Laborers | 20.34 | 18.68 | 2022 | https://www.bls.gov/oes/tables.htm
LA | Hourly Wages by Job Type and State | Construction Laborers | 18.99 | 17.78 | 2022 | https://www.bls.gov/oes/tables.htm
MA | Hourly Wages by Job Type and State | Construction Laborers | 31.22 | 28.92 | 2022 | https://www.bls.gov/oes/tables.htm
MD | Hourly Wages by Job Type and State | Construction Laborers | 20.73 | 20.49 | 2022 | https://www.bls.gov/oes/tables.htm
ME | Hourly Wages by Job Type and State | Construction Laborers | 19.6 | 18.66 | 2022 | https://www.bls.gov/oes/tables.htm
MI | Hourly Wages by Job Type and State | Construction Laborers | 22.13 | 21.79 | 2022 | https://www.bls.gov/oes/tables.htm
MN | Hourly Wages by Job Type and State | Construction Laborers | 26.03 | 23.2 | 2022 | https://www.bls.gov/oes/tables.htm
MO | Hourly Wages by Job Type and State | Construction Laborers | 25.07 | 22.39 | 2022 | https://www.bls.gov/oes/tables.htm
MS | Hourly Wages by Job Type and State | Construction Laborers | 16.46 | 15.61 | 2022 | https://www.bls.gov/oes/tables.htm
MT | Hourly Wages by Job Type and State | Construction Laborers | 22.35 | 22.5 | 2022 | https://www.bls.gov/oes/tables.htm
NC | Hourly Wages by Job Type and State | Construction Laborers | 17.67 | 17.46 | 2022 | https://www.bls.gov/oes/tables.htm
ND | Hourly Wages by Job Type and State | Construction Laborers | 22.35 | 22.46 | 2022 | https://www.bls.gov/oes/tables.htm
NE | Hourly Wages by Job Type and State | Construction Laborers | 19.73 | 18.65 | 2022 | https://www.bls.gov/oes/tables.htm
NH | Hourly Wages by Job Type and State | Construction Laborers | 20.8 | 20.42 | 2022 | https://www.bls.gov/oes/tables.htm
NJ | Hourly Wages by Job Type and State | Construction Laborers | 31.53 | 28.78 | 2022 | https://www.bls.gov/oes/tables.htm
NM | Hourly Wages by Job Type and State | Construction Laborers | 17.87 | 17.21 | 2022 | https://www.bls.gov/oes/tables.htm
NV | Hourly Wages by Job Type and State | Construction Laborers | 22.86 | 21.23 | 2022 | https://www.bls.gov/oes/tables.htm
NY | Hourly Wages by Job Type and State | Construction Laborers | 28.5 | 24.18 | 2022 | https://www.bls.gov/oes/tables.htm
OH | Hourly Wages by Job Type and State | Construction Laborers | 24.62 | 22.86 | 2022 | https://www.bls.gov/oes/tables.htm
OK | Hourly Wages by Job Type and State | Construction Laborers | 18.81 | 17.85 | 2022 | https://www.bls.gov/oes/tables.htm
OR | Hourly Wages by Job Type and State | Construction Laborers | 23.68 | 22.36 | 2022 | https://www.bls.gov/oes/tables.htm
PA | Hourly Wages by Job Type and State | Construction Laborers | 24.11 | 22.51 | 2022 | https://www.bls.gov/oes/tables.htm
PR | Hourly Wages by Job Type and State | Construction Laborers | 10.12 | 9.32 | 2022 | https://www.bls.gov/oes/tables.htm
RI | Hourly Wages by Job Type and State | Construction Laborers | 25.87 | 23.87 | 2022 | https://www.bls.gov/oes/tables.htm
SC | Hourly Wages by Job Type and State | Construction Laborers | 18.37 | 17.5 | 2022 | https://www.bls.gov/oes/tables.htm
SD | Hourly Wages by Job Type and State | Construction Laborers | 17.81 | 17.44 | 2022 | https://www.bls.gov/oes/tables.htm
TN | Hourly Wages by Job Type and State | Construction Laborers | 18.56 | 18.06 | 2022 | https://www.bls.gov/oes/tables.htm
TX | Hourly Wages by Job Type and State | Construction Laborers | 18.08 | 17.39 | 2022 | https://www.bls.gov/oes/tables.htm
US | Hourly Wages by Job Type and State | Construction Laborers | 22.29 | 19.59 | 2022 | https://www.bls.gov/oes/tables.htm
UT | Hourly Wages by Job Type and State | Construction Laborers | 20.41 | 18.83 | 2022 | https://www.bls.gov/oes/tables.htm
VA | Hourly Wages by Job Type and State | Construction Laborers | 18.07 | 17.48 | 2022 | https://www.bls.gov/oes/tables.htm
VI | Hourly Wages by Job Type and State | Construction Laborers | 18.65 | 17.99 | 2022 | https://www.bls.gov/oes/tables.htm
VT | Hourly Wages by Job Type and State | Construction Laborers | 21 | 20.56 | 2022 | https://www.bls.gov/oes/tables.htm
WA | Hourly Wages by Job Type and State | Construction Laborers | 27.23 | 23.71 | 2022 | https://www.bls.gov/oes/tables.htm
WI | Hourly Wages by Job Type and State | Construction Laborers | 23.34 | 22.49 | 2022 | https://www.bls.gov/oes/tables.htm
WV | Hourly Wages by Job Type and State | Construction Laborers | 19.57 | 17.9 | 2022 | https://www.bls.gov/oes/tables.htm
WY | Hourly Wages by Job Type and State | Construction Laborers | 19.45 | 18.59 | 2022 | https://www.bls.gov/oes/tables.htm
AK | Hourly Wages by Job Type and State | Electrical Engineers | 51.97 | 49.07 | 2022 | https://www.bls.gov/oes/tables.htm
AL | Hourly Wages by Job Type and State | Electrical Engineers | 53.96 | 49.65 | 2022 | https://www.bls.gov/oes/tables.htm
AR | Hourly Wages by Job Type and State | Electrical Engineers | 41.54 | 39.44 | 2022 | https://www.bls.gov/oes/tables.htm
AZ | Hourly Wages by Job Type and State | Electrical Engineers | 51.85 | 47.63 | 2022 | https://www.bls.gov/oes/tables.htm
CA | Hourly Wages by Job Type and State | Electrical Engineers | 72.57 | 64.13 | 2022 | https://www.bls.gov/oes/tables.htm
CO | Hourly Wages by Job Type and State | Electrical Engineers | 54.08 | 50.33 | 2022 | https://www.bls.gov/oes/tables.htm
CT | Hourly Wages by Job Type and State | Electrical Engineers | 52.36 | 50.04 | 2022 | https://www.bls.gov/oes/tables.htm
DC | Hourly Wages by Job Type and State | Electrical Engineers | 60.54 | 60.55 | 2022 | https://www.bls.gov/oes/tables.htm
DE | Hourly Wages by Job Type and State | Electrical Engineers | 55.38 | 49.95 | 2022 | https://www.bls.gov/oes/tables.htm
FL | Hourly Wages by Job Type and State | Electrical Engineers | 48.39 | 47.01 | 2022 | https://www.bls.gov/oes/tables.htm
GA | Hourly Wages by Job Type and State | Electrical Engineers | 54.31 | 50.83 | 2022 | https://www.bls.gov/oes/tables.htm
GU | Hourly Wages by Job Type and State | Electrical Engineers | 38.33 | 41.28 | 2022 | https://www.bls.gov/oes/tables.htm
HI | Hourly Wages by Job Type and State | Electrical Engineers | 50.55 | 49.23 | 2022 | https://www.bls.gov/oes/tables.htm
IA | Hourly Wages by Job Type and State | Electrical Engineers | 47.65 | 47.76 | 2022 | https://www.bls.gov/oes/tables.htm
ID | Hourly Wages by Job Type and State | Electrical Engineers | 58.85 | 52.21 | 2022 | https://www.bls.gov/oes/tables.htm
IL | Hourly Wages by Job Type and State | Electrical Engineers | 48.66 | 46.63 | 2022 | https://www.bls.gov/oes/tables.htm
IN | Hourly Wages by Job Type and State | Electrical Engineers | 46.37 | 45.6 | 2022 | https://www.bls.gov/oes/tables.htm
KS | Hourly Wages by Job Type and State | Electrical Engineers | 47.42 | 46.14 | 2022 | https://www.bls.gov/oes/tables.htm
KY | Hourly Wages by Job Type and State | Electrical Engineers | 43.84 | 41.41 | 2022 | https://www.bls.gov/oes/tables.htm
LA | Hourly Wages by Job Type and State | Electrical Engineers | 52.3 | 46.95 | 2022 | https://www.bls.gov/oes/tables.htm
MA | Hourly Wages by Job Type and State | Electrical Engineers | 60.65 | 60.53 | 2022 | https://www.bls.gov/oes/tables.htm
MD | Hourly Wages by Job Type and State | Electrical Engineers | 56.86 | 53.68 | 2022 | https://www.bls.gov/oes/tables.htm
ME | Hourly Wages by Job Type and State | Electrical Engineers | 49.64 | 48.41 | 2022 | https://www.bls.gov/oes/tables.htm
MI | Hourly Wages by Job Type and State | Electrical Engineers | 48.37 | 47.85 | 2022 | https://www.bls.gov/oes/tables.htm
MN | Hourly Wages by Job Type and State | Electrical Engineers | 49.38 | 48.24 | 2022 | https://www.bls.gov/oes/tables.htm
MO | Hourly Wages by Job Type and State | Electrical Engineers | 49.44 | 47.31 | 2022 | https://www.bls.gov/oes/tables.htm
MS | Hourly Wages by Job Type and State | Electrical Engineers | 46.42 | 46.38 | 2022 | https://www.bls.gov/oes/tables.htm
MT | Hourly Wages by Job Type and State | Electrical Engineers | 43.09 | 39.31 | 2022 | https://www.bls.gov/oes/tables.htm
NC | Hourly Wages by Job Type and State | Electrical Engineers | 50.11 | 48.13 | 2022 | https://www.bls.gov/oes/tables.htm
ND | Hourly Wages by Job Type and State | Electrical Engineers | 49.46 | 48.49 | 2022 | https://www.bls.gov/oes/tables.htm
NE | Hourly Wages by Job Type and State | Electrical Engineers | 47.87 | 48.48 | 2022 | https://www.bls.gov/oes/tables.htm
NH | Hourly Wages by Job Type and State | Electrical Engineers | 57.13 | 52.09 | 2022 | https://www.bls.gov/oes/tables.htm
NJ | Hourly Wages by Job Type and State | Electrical Engineers | 54.39 | 49.01 | 2022 | https://www.bls.gov/oes/tables.htm
NM | Hourly Wages by Job Type and State | Electrical Engineers | 60.71 | 62.72 | 2022 | https://www.bls.gov/oes/tables.htm
NV | Hourly Wages by Job Type and State | Electrical Engineers | 45.77 | 42.76 | 2022 | https://www.bls.gov/oes/tables.htm
NY | Hourly Wages by Job Type and State | Electrical Engineers | 51.92 | 49.29 | 2022 | https://www.bls.gov/oes/tables.htm
OH | Hourly Wages by Job Type and State | Electrical Engineers | 48.15 | 46.85 | 2022 | https://www.bls.gov/oes/tables.htm
OK | Hourly Wages by Job Type and State | Electrical Engineers | 47.99 | 47.72 | 2022 | https://www.bls.gov/oes/tables.htm
OR | Hourly Wages by Job Type and State | Electrical Engineers | 50.38 | 49.21 | 2022 | https://www.bls.gov/oes/tables.htm
PA | Hourly Wages by Job Type and State | Electrical Engineers | 50.54 | 48.79 | 2022 | https://www.bls.gov/oes/tables.htm
PR | Hourly Wages by Job Type and State | Electrical Engineers | 33.76 | 30.07 | 2022 | https://www.bls.gov/oes/tables.htm
RI | Hourly Wages by Job Type and State | Electrical Engineers | 55.13 | 49.52 | 2022 | https://www.bls.gov/oes/tables.htm
SC | Hourly Wages by Job Type and State | Electrical Engineers | 44.42 | 40.32 | 2022 | https://www.bls.gov/oes/tables.htm
SD | Hourly Wages by Job Type and State | Electrical Engineers | 43.78 | 40.62 | 2022 | https://www.bls.gov/oes/tables.htm
TN | Hourly Wages by Job Type and State | Electrical Engineers | 48.19 | 48.07 | 2022 | https://www.bls.gov/oes/tables.htm
TX | Hourly Wages by Job Type and State | Electrical Engineers | 52.98 | 49.3 | 2022 | https://www.bls.gov/oes/tables.htm
US | Hourly Wages by Job Type and State | Electrical Engineers | 54.83 | 49.67 | 2022 | https://www.bls.gov/oes/tables.htm
UT | Hourly Wages by Job Type and State | Electrical Engineers | 60.44 | 51.06 | 2022 | https://www.bls.gov/oes/tables.htm
VA | Hourly Wages by Job Type and State | Electrical Engineers | 52.93 | 49.21 | 2022 | https://www.bls.gov/oes/tables.htm
VT | Hourly Wages by Job Type and State | Electrical Engineers | 49.2 | 47.86 | 2022 | https://www.bls.gov/oes/tables.htm
WA | Hourly Wages by Job Type and State | Electrical Engineers | 58.61 | 58.54 | 2022 | https://www.bls.gov/oes/tables.htm
WI | Hourly Wages by Job Type and State | Electrical Engineers | 46.12 | 45.87 | 2022 | https://www.bls.gov/oes/tables.htm
WV | Hourly Wages by Job Type and State | Electrical Engineers | 48.87 | 48.49 | 2022 | https://www.bls.gov/oes/tables.htm
WY | Hourly Wages by Job Type and State | Electrical Engineers | 46.8 | 45.13 | 2022 | https://www.bls.gov/oes/tables.htm
AK | Hourly Wages by Job Type and State | Electricians | 38.78 | 38.7 | 2022 | https://www.bls.gov/oes/tables.htm
AL | Hourly Wages by Job Type and State | Electricians | 24.07 | 23.16 | 2022 | https://www.bls.gov/oes/tables.htm
AR | Hourly Wages by Job Type and State | Electricians | 22.63 | 22.4 | 2022 | https://www.bls.gov/oes/tables.htm
AZ | Hourly Wages by Job Type and State | Electricians | 25.58 | 23.49 | 2022 | https://www.bls.gov/oes/tables.htm
CA | Hourly Wages by Job Type and State | Electricians | 37.57 | 34.15 | 2022 | https://www.bls.gov/oes/tables.htm
CO | Hourly Wages by Job Type and State | Electricians | 28.5 | 28.36 | 2022 | https://www.bls.gov/oes/tables.htm
CT | Hourly Wages by Job Type and State | Electricians | 32.47 | 31.1 | 2022 | https://www.bls.gov/oes/tables.htm
DC | Hourly Wages by Job Type and State | Electricians | 41.3 | 46.57 | 2022 | https://www.bls.gov/oes/tables.htm
DE | Hourly Wages by Job Type and State | Electricians | 28.86 | 28 | 2022 | https://www.bls.gov/oes/tables.htm
FL | Hourly Wages by Job Type and State | Electricians | 24.38 | 23.38 | 2022 | https://www.bls.gov/oes/tables.htm
GA | Hourly Wages by Job Type and State | Electricians | 27.1 | 24.58 | 2022 | https://www.bls.gov/oes/tables.htm
GU | Hourly Wages by Job Type and State | Electricians | 21.07 | 19.37 | 2022 | https://www.bls.gov/oes/tables.htm
HI | Hourly Wages by Job Type and State | Electricians | 42.61 | 47.27 | 2022 | https://www.bls.gov/oes/tables.htm
IA | Hourly Wages by Job Type and State | Electricians | 28.64 | 29.08 | 2022 | https://www.bls.gov/oes/tables.htm
ID | Hourly Wages by Job Type and State | Electricians | 26.18 | 23.67 | 2022 | https://www.bls.gov/oes/tables.htm
IL | Hourly Wages by Job Type and State | Electricians | 40.76 | 42.73 | 2022 | https://www.bls.gov/oes/tables.htm
IN | Hourly Wages by Job Type and State | Electricians | 32.04 | 30.33 | 2022 | https://www.bls.gov/oes/tables.htm
KS | Hourly Wages by Job Type and State | Electricians | 28.72 | 28.03 | 2022 | https://www.bls.gov/oes/tables.htm
KY | Hourly Wages by Job Type and State | Electricians | 26.85 | 25.28 | 2022 | https://www.bls.gov/oes/tables.htm
LA | Hourly Wages by Job Type and State | Electricians | 26.39 | 25 | 2022 | https://www.bls.gov/oes/tables.htm
MA | Hourly Wages by Job Type and State | Electricians | 39.53 | 38.34 | 2022 | https://www.bls.gov/oes/tables.htm
MD | Hourly Wages by Job Type and State | Electricians | 31.84 | 29.74 | 2022 | https://www.bls.gov/oes/tables.htm
ME | Hourly Wages by Job Type and State | Electricians | 29.25 | 28.37 | 2022 | https://www.bls.gov/oes/tables.htm
MI | Hourly Wages by Job Type and State | Electricians | 30.22 | 30.03 | 2022 | https://www.bls.gov/oes/tables.htm
MN | Hourly Wages by Job Type and State | Electricians | 35.25 | 34.64 | 2022 | https://www.bls.gov/oes/tables.htm
MO | Hourly Wages by Job Type and State | Electricians | 30.96 | 29.37 | 2022 | https://www.bls.gov/oes/tables.htm
MS | Hourly Wages by Job Type and State | Electricians | 27.02 | 26.27 | 2022 | https://www.bls.gov/oes/tables.htm
MT | Hourly Wages by Job Type and State | Electricians | 29.93 | 30.1 | 2022 | https://www.bls.gov/oes/tables.htm
NC | Hourly Wages by Job Type and State | Electricians | 24.47 | 23.57 | 2022 | https://www.bls.gov/oes/tables.htm
ND | Hourly Wages by Job Type and State | Electricians | 32.41 | 30.69 | 2022 | https://www.bls.gov/oes/tables.htm
NE | Hourly Wages by Job Type and State | Electricians | 26.33 | 23.98 | 2022 | https://www.bls.gov/oes/tables.htm
NH | Hourly Wages by Job Type and State | Electricians | 28.25 | 28.65 | 2022 | https://www.bls.gov/oes/tables.htm
NJ | Hourly Wages by Job Type and State | Electricians | 38.7 | 33.85 | 2022 | https://www.bls.gov/oes/tables.htm
NM | Hourly Wages by Job Type and State | Electricians | 28.05 | 28.35 | 2022 | https://www.bls.gov/oes/tables.htm
NV | Hourly Wages by Job Type and State | Electricians | 33.27 | 30.68 | 2022 | https://www.bls.gov/oes/tables.htm
NY | Hourly Wages by Job Type and State | Electricians | 39.3 | 36.25 | 2022 | https://www.bls.gov/oes/tables.htm
OH | Hourly Wages by Job Type and State | Electricians | 29.37 | 28.93 | 2022 | https://www.bls.gov/oes/tables.htm
OK | Hourly Wages by Job Type and State | Electricians | 27.5 | 25.39 | 2022 | https://www.bls.gov/oes/tables.htm
OR | Hourly Wages by Job Type and State | Electricians | 39.99 | 40.3 | 2022 | https://www.bls.gov/oes/tables.htm
PA | Hourly Wages by Job Type and State | Electricians | 35.36 | 30.85 | 2022 | https://www.bls.gov/oes/tables.htm
PR | Hourly Wages by Job Type and State | Electricians | 15.27 | 14.05 | 2022 | https://www.bls.gov/oes/tables.htm
RI | Hourly Wages by Job Type and State | Electricians | 30.51 | 30.01 | 2022 | https://www.bls.gov/oes/tables.htm
SC | Hourly Wages by Job Type and State | Electricians | 25.5 | 23.48 | 2022 | https://www.bls.gov/oes/tables.htm
SD | Hourly Wages by Job Type and State | Electricians | 26.04 | 24.73 | 2022 | https://www.bls.gov/oes/tables.htm
TN | Hourly Wages by Job Type and State | Electricians | 27.43 | 25.55 | 2022 | https://www.bls.gov/oes/tables.htm
TX | Hourly Wages by Job Type and State | Electricians | 26.43 | 26.33 | 2022 | https://www.bls.gov/oes/tables.htm
US | Hourly Wages by Job Type and State | Electricians | 31.39 | 28.96 | 2022 | https://www.bls.gov/oes/tables.htm
UT | Hourly Wages by Job Type and State | Electricians | 27.37 | 26.29 | 2022 | https://www.bls.gov/oes/tables.htm
VA | Hourly Wages by Job Type and State | Electricians | 29.06 | 28.55 | 2022 | https://www.bls.gov/oes/tables.htm
VI | Hourly Wages by Job Type and State | Electricians | 27.31 | 24.23 | 2022 | https://www.bls.gov/oes/tables.htm
VT | Hourly Wages by Job Type and State | Electricians | 25.96 | 24.27 | 2022 | https://www.bls.gov/oes/tables.htm
WA | Hourly Wages by Job Type and State | Electricians | 40.96 | 38.77 | 2022 | https://www.bls.gov/oes/tables.htm
WI | Hourly Wages by Job Type and State | Electricians | 33.74 | 33.82 | 2022 | https://www.bls.gov/oes/tables.htm
WV | Hourly Wages by Job Type and State | Electricians | 29.93 | 29.81 | 2022 | https://www.bls.gov/oes/tables.htm
WY | Hourly Wages by Job Type and State | Electricians | 29.91 | 29.81 | 2022 | https://www.bls.gov/oes/tables.htm
AK | Hourly Wages by Job Type and State | Construction Laborers | 24.78 | 22.76 | 2021 | https://www.bls.gov/oes/tables.htm
AL | Hourly Wages by Job Type and State | Construction Laborers | 15.61 | 14.4 | 2021 | https://www.bls.gov/oes/tables.htm
AR | Hourly Wages by Job Type and State | Construction Laborers | 15.98 | 14.38 | 2021 | https://www.bls.gov/oes/tables.htm
AZ | Hourly Wages by Job Type and State | Construction Laborers | 19.33 | 18.09 | 2021 | https://www.bls.gov/oes/tables.htm
CA | Hourly Wages by Job Type and State | Construction Laborers | 25.38 | 22.83 | 2021 | https://www.bls.gov/oes/tables.htm
CO | Hourly Wages by Job Type and State | Construction Laborers | 19.48 | 18.31 | 2021 | https://www.bls.gov/oes/tables.htm
CT | Hourly Wages by Job Type and State | Construction Laborers | 23.69 | 22.66 | 2021 | https://www.bls.gov/oes/tables.htm
DC | Hourly Wages by Job Type and State | Construction Laborers | 21 | 22.28 | 2021 | https://www.bls.gov/oes/tables.htm
DE | Hourly Wages by Job Type and State | Construction Laborers | 19.27 | 18.09 | 2021 | https://www.bls.gov/oes/tables.htm
FL | Hourly Wages by Job Type and State | Construction Laborers | 17.25 | 17.34 | 2021 | https://www.bls.gov/oes/tables.htm
GA | Hourly Wages by Job Type and State | Construction Laborers | 16.87 | 16.64 | 2021 | https://www.bls.gov/oes/tables.htm
GU | Hourly Wages by Job Type and State | Construction Laborers | 12.12 | 11.08 | 2021 | https://www.bls.gov/oes/tables.htm
HI | Hourly Wages by Job Type and State | Construction Laborers | 28.47 | 27.13 | 2021 | https://www.bls.gov/oes/tables.htm
IA | Hourly Wages by Job Type and State | Construction Laborers | 20.22 | 18.48 | 2021 | https://www.bls.gov/oes/tables.htm
ID | Hourly Wages by Job Type and State | Construction Laborers | 17.78 | 17.57 | 2021 | https://www.bls.gov/oes/tables.htm
IL | Hourly Wages by Job Type and State | Construction Laborers | 29.77 | 28.15 | 2021 | https://www.bls.gov/oes/tables.htm
IN | Hourly Wages by Job Type and State | Construction Laborers | 21.7 | 21.67 | 2021 | https://www.bls.gov/oes/tables.htm
KS | Hourly Wages by Job Type and State | Construction Laborers | 17.92 | 17.52 | 2021 | https://www.bls.gov/oes/tables.htm
KY | Hourly Wages by Job Type and State | Construction Laborers | 18.98 | 17.75 | 2021 | https://www.bls.gov/oes/tables.htm
LA | Hourly Wages by Job Type and State | Construction Laborers | 17.23 | 16.73 | 2021 | https://www.bls.gov/oes/tables.htm
MA | Hourly Wages by Job Type and State | Construction Laborers | 28.51 | 27.27 | 2021 | https://www.bls.gov/oes/tables.htm
MD | Hourly Wages by Job Type and State | Construction Laborers | 18.74 | 17.87 | 2021 | https://www.bls.gov/oes/tables.htm
ME | Hourly Wages by Job Type and State | Construction Laborers | 18.51 | 17.87 | 2021 | https://www.bls.gov/oes/tables.htm
MI | Hourly Wages by Job Type and State | Construction Laborers | 20.47 | 18.62 | 2021 | https://www.bls.gov/oes/tables.htm
MN | Hourly Wages by Job Type and State | Construction Laborers | 24.08 | 22.45 | 2021 | https://www.bls.gov/oes/tables.htm
MO | Hourly Wages by Job Type and State | Construction Laborers | 24.17 | 21.9 | 2021 | https://www.bls.gov/oes/tables.htm
MS | Hourly Wages by Job Type and State | Construction Laborers | 15.56 | 14.31 | 2021 | https://www.bls.gov/oes/tables.htm
MT | Hourly Wages by Job Type and State | Construction Laborers | 20.75 | 21.59 | 2021 | https://www.bls.gov/oes/tables.htm
NC | Hourly Wages by Job Type and State | Construction Laborers | 16.78 | 17.08 | 2021 | https://www.bls.gov/oes/tables.htm
ND | Hourly Wages by Job Type and State | Construction Laborers | 21.59 | 22.22 | 2021 | https://www.bls.gov/oes/tables.htm
NE | Hourly Wages by Job Type and State | Construction Laborers | 18.87 | 18.07 | 2021 | https://www.bls.gov/oes/tables.htm
NH | Hourly Wages by Job Type and State | Construction Laborers | 20.16 | 18.63 | 2021 | https://www.bls.gov/oes/tables.htm
NJ | Hourly Wages by Job Type and State | Construction Laborers | 29.27 | 26.29 | 2021 | https://www.bls.gov/oes/tables.htm
NM | Hourly Wages by Job Type and State | Construction Laborers | 16.76 | 16.82 | 2021 | https://www.bls.gov/oes/tables.htm
NV | Hourly Wages by Job Type and State | Construction Laborers | 20.84 | 18.11 | 2021 | https://www.bls.gov/oes/tables.htm
NY | Hourly Wages by Job Type and State | Construction Laborers | 29.04 | 26.65 | 2021 | https://www.bls.gov/oes/tables.htm
OH | Hourly Wages by Job Type and State | Construction Laborers | 23.11 | 22.22 | 2021 | https://www.bls.gov/oes/tables.htm
OK | Hourly Wages by Job Type and State | Construction Laborers | 17.12 | 17.35 | 2021 | https://www.bls.gov/oes/tables.htm
OR | Hourly Wages by Job Type and State | Construction Laborers | 22.36 | 22.01 | 2021 | https://www.bls.gov/oes/tables.htm
PA | Hourly Wages by Job Type and State | Construction Laborers | 22.86 | 22.04 | 2021 | https://www.bls.gov/oes/tables.htm
PR | Hourly Wages by Job Type and State | Construction Laborers | 9.41 | 8.54 | 2021 | https://www.bls.gov/oes/tables.htm
RI | Hourly Wages by Job Type and State | Construction Laborers | 25.69 | 22.97 | 2021 | https://www.bls.gov/oes/tables.htm
SC | Hourly Wages by Job Type and State | Construction Laborers | 17.29 | 16.78 | 2021 | https://www.bls.gov/oes/tables.htm
SD | Hourly Wages by Job Type and State | Construction Laborers | 16.93 | 17.45 | 2021 | https://www.bls.gov/oes/tables.htm
TN | Hourly Wages by Job Type and State | Construction Laborers | 17.75 | 17.49 | 2021 | https://www.bls.gov/oes/tables.htm
TX | Hourly Wages by Job Type and State | Construction Laborers | 17.24 | 17.07 | 2021 | https://www.bls.gov/oes/tables.htm
US | Hourly Wages by Job Type and State | Construction Laborers | 20.2789 | 19.3487 | 2021 | https://www.bls.gov/oes/tables.htm
UT | Hourly Wages by Job Type and State | Construction Laborers | 18.75 | 17.99 | 2021 | https://www.bls.gov/oes/tables.htm
VA | Hourly Wages by Job Type and State | Construction Laborers | 17.15 | 17.46 | 2021 | https://www.bls.gov/oes/tables.htm
VI | Hourly Wages by Job Type and State | Construction Laborers | 17.73 | 17.39 | 2021 | https://www.bls.gov/oes/tables.htm
VT | Hourly Wages by Job Type and State | Construction Laborers | 19.85 | 18.12 | 2021 | https://www.bls.gov/oes/tables.htm
WA | Hourly Wages by Job Type and State | Construction Laborers | 26.22 | 22.93 | 2021 | https://www.bls.gov/oes/tables.htm
WI | Hourly Wages by Job Type and State | Construction Laborers | 21.89 | 21.96 | 2021 | https://www.bls.gov/oes/tables.htm
WV | Hourly Wages by Job Type and State | Construction Laborers | 18.14 | 17.48 | 2021 | https://www.bls.gov/oes/tables.htm
WY | Hourly Wages by Job Type and State | Construction Laborers | 18.64 | 17.97 | 2021 | https://www.bls.gov/oes/tables.htm
AK | Hourly Wages by Job Type and State | Electrical Engineers | 49.02 | 48.09 | 2021 | https://www.bls.gov/oes/tables.htm
AL | Hourly Wages by Job Type and State | Electrical Engineers | 52.45 | 48.29 | 2021 | https://www.bls.gov/oes/tables.htm
AR | Hourly Wages by Job Type and State | Electrical Engineers | 42.33 | 38.29 | 2021 | https://www.bls.gov/oes/tables.htm
AZ | Hourly Wages by Job Type and State | Electrical Engineers | 48 | 46.68 | 2021 | https://www.bls.gov/oes/tables.htm
CA | Hourly Wages by Job Type and State | Electrical Engineers | 60.89 | 61.16 | 2021 | https://www.bls.gov/oes/tables.htm
CO | Hourly Wages by Job Type and State | Electrical Engineers | 50.24 | 48.22 | 2021 | https://www.bls.gov/oes/tables.htm
CT | Hourly Wages by Job Type and State | Electrical Engineers | 49.87 | 47.76 | 2021 | https://www.bls.gov/oes/tables.htm
DC | Hourly Wages by Job Type and State | Electrical Engineers | 59.27 | 58.03 | 2021 | https://www.bls.gov/oes/tables.htm
DE | Hourly Wages by Job Type and State | Electrical Engineers | 55.2 | 48.59 | 2021 | https://www.bls.gov/oes/tables.htm
FL | Hourly Wages by Job Type and State | Electrical Engineers | 45.32 | 39.33 | 2021 | https://www.bls.gov/oes/tables.htm
GA | Hourly Wages by Job Type and State | Electrical Engineers | 54.12 | 49.23 | 2021 | https://www.bls.gov/oes/tables.htm
GU | Hourly Wages by Job Type and State | Electrical Engineers | 35.99 | 37.59 | 2021 | https://www.bls.gov/oes/tables.htm
HI | Hourly Wages by Job Type and State | Electrical Engineers | 52.86 | 47.76 | 2021 | https://www.bls.gov/oes/tables.htm
IA | Hourly Wages by Job Type and State | Electrical Engineers | 49.15 | 46.83 | 2021 | https://www.bls.gov/oes/tables.htm
ID | Hourly Wages by Job Type and State | Electrical Engineers | 53.62 | 49.08 | 2021 | https://www.bls.gov/oes/tables.htm
IL | Hourly Wages by Job Type and State | Electrical Engineers | 48.17 | 47.53 | 2021 | https://www.bls.gov/oes/tables.htm
IN | Hourly Wages by Job Type and State | Electrical Engineers | 46.21 | 45.87 | 2021 | https://www.bls.gov/oes/tables.htm
KS | Hourly Wages by Job Type and State | Electrical Engineers | 43.16 | 38.41 | 2021 | https://www.bls.gov/oes/tables.htm
KY | Hourly Wages by Job Type and State | Electrical Engineers | 44.59 | 44.79 | 2021 | https://www.bls.gov/oes/tables.htm
LA | Hourly Wages by Job Type and State | Electrical Engineers | 53.36 | 50.02 | 2021 | https://www.bls.gov/oes/tables.htm
MA | Hourly Wages by Job Type and State | Electrical Engineers | 56.78 | 58.03 | 2021 | https://www.bls.gov/oes/tables.htm
MD | Hourly Wages by Job Type and State | Electrical Engineers | 56.71 | 59.13 | 2021 | https://www.bls.gov/oes/tables.htm
ME | Hourly Wages by Job Type and State | Electrical Engineers | 44.59 | 45.49 | 2021 | https://www.bls.gov/oes/tables.htm
MI | Hourly Wages by Job Type and State | Electrical Engineers | 47.01 | 47.3 | 2021 | https://www.bls.gov/oes/tables.htm
MN | Hourly Wages by Job Type and State | Electrical Engineers | 48.99 | 47.8 | 2021 | https://www.bls.gov/oes/tables.htm
MO | Hourly Wages by Job Type and State | Electrical Engineers | 47.56 | 46.56 | 2021 | https://www.bls.gov/oes/tables.htm
MS | Hourly Wages by Job Type and State | Electrical Engineers | 43.65 | 44.56 | 2021 | https://www.bls.gov/oes/tables.htm
MT | Hourly Wages by Job Type and State | Electrical Engineers | 41.57 | 38.29 | 2021 | https://www.bls.gov/oes/tables.htm
NC | Hourly Wages by Job Type and State | Electrical Engineers | 49.88 | 47.98 | 2021 | https://www.bls.gov/oes/tables.htm
ND | Hourly Wages by Job Type and State | Electrical Engineers | 48.39 | 47.82 | 2021 | https://www.bls.gov/oes/tables.htm
NE | Hourly Wages by Job Type and State | Electrical Engineers | 45.26 | 45.72 | 2021 | https://www.bls.gov/oes/tables.htm
NH | Hourly Wages by Job Type and State | Electrical Engineers | 54.75 | 52.14 | 2021 | https://www.bls.gov/oes/tables.htm
NJ | Hourly Wages by Job Type and State | Electrical Engineers | 52.92 | 48.46 | 2021 | https://www.bls.gov/oes/tables.htm
NM | Hourly Wages by Job Type and State | Electrical Engineers | 54.64 | 57.88 | 2021 | https://www.bls.gov/oes/tables.htm
NV | Hourly Wages by Job Type and State | Electrical Engineers | 48.68 | 47.62 | 2021 | https://www.bls.gov/oes/tables.htm
NY | Hourly Wages by Job Type and State | Electrical Engineers | 51.69 | 48.24 | 2021 | https://www.bls.gov/oes/tables.htm
OH | Hourly Wages by Job Type and State | Electrical Engineers | 46.14 | 45.89 | 2021 | https://www.bls.gov/oes/tables.htm
OK | Hourly Wages by Job Type and State | Electrical Engineers | 48.57 | 47.52 | 2021 | https://www.bls.gov/oes/tables.htm
OR | Hourly Wages by Job Type and State | Electrical Engineers | 49.05 | 48.15 | 2021 | https://www.bls.gov/oes/tables.htm
PA | Hourly Wages by Job Type and State | Electrical Engineers | 50.67 | 48.36 | 2021 | https://www.bls.gov/oes/tables.htm
PR | Hourly Wages by Job Type and State | Electrical Engineers | 30.84 | 27.6 | 2021 | https://www.bls.gov/oes/tables.htm
RI | Hourly Wages by Job Type and State | Electrical Engineers | 55.1 | 48.35 | 2021 | https://www.bls.gov/oes/tables.htm
SC | Hourly Wages by Job Type and State | Electrical Engineers | 45.92 | 43.09 | 2021 | https://www.bls.gov/oes/tables.htm
SD | Hourly Wages by Job Type and State | Electrical Engineers | 46.32 | 46.68 | 2021 | https://www.bls.gov/oes/tables.htm
TN | Hourly Wages by Job Type and State | Electrical Engineers | 47.42 | 46.46 | 2021 | https://www.bls.gov/oes/tables.htm
TX | Hourly Wages by Job Type and State | Electrical Engineers | 51.35 | 48.49 | 2021 | https://www.bls.gov/oes/tables.htm
US | Hourly Wages by Job Type and State | Electrical Engineers | 49.0757 | 47.4892 | 2021 | https://www.bls.gov/oes/tables.htm
UT | Hourly Wages by Job Type and State | Electrical Engineers | 48.96 | 47.62 | 2021 | https://www.bls.gov/oes/tables.htm
VA | Hourly Wages by Job Type and State | Electrical Engineers | 52.85 | 48.69 | 2021 | https://www.bls.gov/oes/tables.htm
VT | Hourly Wages by Job Type and State | Electrical Engineers | 48.47 | 47.76 | 2021 | https://www.bls.gov/oes/tables.htm
WA | Hourly Wages by Job Type and State | Electrical Engineers | 57.16 | 57.88 | 2021 | https://www.bls.gov/oes/tables.htm
WI | Hourly Wages by Job Type and State | Electrical Engineers | 44.33 | 45.6 | 2021 | https://www.bls.gov/oes/tables.htm
WV | Hourly Wages by Job Type and State | Electrical Engineers | 45.95 | 47.42 | 2021 | https://www.bls.gov/oes/tables.htm
WY | Hourly Wages by Job Type and State | Electrical Engineers | 45.02 | 46.8 | 2021 | https://www.bls.gov/oes/tables.htm
AK | Hourly Wages by Job Type and State | Electricians | 38.45 | 37.53 | 2021 | https://www.bls.gov/oes/tables.htm
AL | Hourly Wages by Job Type and State | Electricians | 23.26 | 22.62 | 2021 | https://www.bls.gov/oes/tables.htm
AR | Hourly Wages by Job Type and State | Electricians | 21.51 | 22.2 | 2021 | https://www.bls.gov/oes/tables.htm
AZ | Hourly Wages by Job Type and State | Electricians | 24.66 | 23.17 | 2021 | https://www.bls.gov/oes/tables.htm
CA | Hourly Wages by Job Type and State | Electricians | 36.48 | 34.2 | 2021 | https://www.bls.gov/oes/tables.htm
CO | Hourly Wages by Job Type and State | Electricians | 28.1 | 28.55 | 2021 | https://www.bls.gov/oes/tables.htm
CT | Hourly Wages by Job Type and State | Electricians | 32.73 | 29.91 | 2021 | https://www.bls.gov/oes/tables.htm
DC | Hourly Wages by Job Type and State | Electricians | 37.61 | 38.54 | 2021 | https://www.bls.gov/oes/tables.htm
DE | Hourly Wages by Job Type and State | Electricians | 26.63 | 23.07 | 2021 | https://www.bls.gov/oes/tables.htm
FL | Hourly Wages by Job Type and State | Electricians | 23.6 | 22.96 | 2021 | https://www.bls.gov/oes/tables.htm
GA | Hourly Wages by Job Type and State | Electricians | 26.34 | 23.79 | 2021 | https://www.bls.gov/oes/tables.htm
GU | Hourly Wages by Job Type and State | Electricians | 20.72 | 18.21 | 2021 | https://www.bls.gov/oes/tables.htm
HI | Hourly Wages by Job Type and State | Electricians | 38.12 | 37.79 | 2021 | https://www.bls.gov/oes/tables.htm
IA | Hourly Wages by Job Type and State | Electricians | 27.28 | 28.57 | 2021 | https://www.bls.gov/oes/tables.htm
ID | Hourly Wages by Job Type and State | Electricians | 25.09 | 23.28 | 2021 | https://www.bls.gov/oes/tables.htm
IL | Hourly Wages by Job Type and State | Electricians | 39.97 | 42.74 | 2021 | https://www.bls.gov/oes/tables.htm
IN | Hourly Wages by Job Type and State | Electricians | 30.5 | 29.93 | 2021 | https://www.bls.gov/oes/tables.htm
KS | Hourly Wages by Job Type and State | Electricians | 27.31 | 23.88 | 2021 | https://www.bls.gov/oes/tables.htm
KY | Hourly Wages by Job Type and State | Electricians | 25.66 | 23.29 | 2021 | https://www.bls.gov/oes/tables.htm
LA | Hourly Wages by Job Type and State | Electricians | 26.62 | 24.09 | 2021 | https://www.bls.gov/oes/tables.htm
MA | Hourly Wages by Job Type and State | Electricians | 36.47 | 36.53 | 2021 | https://www.bls.gov/oes/tables.htm
MD | Hourly Wages by Job Type and State | Electricians | 30.11 | 28.97 | 2021 | https://www.bls.gov/oes/tables.htm
ME | Hourly Wages by Job Type and State | Electricians | 27.94 | 28.35 | 2021 | https://www.bls.gov/oes/tables.htm
MI | Hourly Wages by Job Type and State | Electricians | 30.2 | 29.77 | 2021 | https://www.bls.gov/oes/tables.htm
MN | Hourly Wages by Job Type and State | Electricians | 33.16 | 30.83 | 2021 | https://www.bls.gov/oes/tables.htm
MO | Hourly Wages by Job Type and State | Electricians | 29.62 | 28.95 | 2021 | https://www.bls.gov/oes/tables.htm
MS | Hourly Wages by Job Type and State | Electricians | 26.08 | 23.53 | 2021 | https://www.bls.gov/oes/tables.htm
MT | Hourly Wages by Job Type and State | Electricians | 29.38 | 29.41 | 2021 | https://www.bls.gov/oes/tables.htm
NC | Hourly Wages by Job Type and State | Electricians | 22.97 | 22.75 | 2021 | https://www.bls.gov/oes/tables.htm
ND | Hourly Wages by Job Type and State | Electricians | 32.57 | 29.81 | 2021 | https://www.bls.gov/oes/tables.htm
NE | Hourly Wages by Job Type and State | Electricians | 25.06 | 23.26 | 2021 | https://www.bls.gov/oes/tables.htm
NH | Hourly Wages by Job Type and State | Electricians | 28.31 | 28.76 | 2021 | https://www.bls.gov/oes/tables.htm
NJ | Hourly Wages by Job Type and State | Electricians | 38.43 | 34.9 | 2021 | https://www.bls.gov/oes/tables.htm
NM | Hourly Wages by Job Type and State | Electricians | 26.28 | 23.95 | 2021 | https://www.bls.gov/oes/tables.htm
NV | Hourly Wages by Job Type and State | Electricians | 32.08 | 29.63 | 2021 | https://www.bls.gov/oes/tables.htm
NY | Hourly Wages by Job Type and State | Electricians | 39.28 | 37 | 2021 | https://www.bls.gov/oes/tables.htm
OH | Hourly Wages by Job Type and State | Electricians | 27.94 | 28.55 | 2021 | https://www.bls.gov/oes/tables.htm
OK | Hourly Wages by Job Type and State | Electricians | 26.92 | 25.12 | 2021 | https://www.bls.gov/oes/tables.htm
OR | Hourly Wages by Job Type and State | Electricians | 39.04 | 38.54 | 2021 | https://www.bls.gov/oes/tables.htm
PA | Hourly Wages by Job Type and State | Electricians | 33.01 | 29.63 | 2021 | https://www.bls.gov/oes/tables.htm
PR | Hourly Wages by Job Type and State | Electricians | 14.33 | 13.74 | 2021 | https://www.bls.gov/oes/tables.htm
RI | Hourly Wages by Job Type and State | Electricians | 28.82 | 29.21 | 2021 | https://www.bls.gov/oes/tables.htm
SC | Hourly Wages by Job Type and State | Electricians | 23.57 | 22.88 | 2021 | https://www.bls.gov/oes/tables.htm
SD | Hourly Wages by Job Type and State | Electricians | 24.89 | 23.26 | 2021 | https://www.bls.gov/oes/tables.htm
TN | Hourly Wages by Job Type and State | Electricians | 25.1 | 23.32 | 2021 | https://www.bls.gov/oes/tables.htm
TX | Hourly Wages by Job Type and State | Electricians | 25.52 | 23.36 | 2021 | https://www.bls.gov/oes/tables.htm
US | Hourly Wages by Job Type and State | Electricians | 29.3365 | 28.1409 | 2021 | https://www.bls.gov/oes/tables.htm
UT | Hourly Wages by Job Type and State | Electricians | 27.5 | 24.32 | 2021 | https://www.bls.gov/oes/tables.htm
VA | Hourly Wages by Job Type and State | Electricians | 28.15 | 27.81 | 2021 | https://www.bls.gov/oes/tables.htm
VI | Hourly Wages by Job Type and State | Electricians | 37.54 | 36.83 | 2021 | https://www.bls.gov/oes/tables.htm
VT | Hourly Wages by Job Type and State | Electricians | 25.1 | 23.15 | 2021 | https://www.bls.gov/oes/tables.htm
WA | Hourly Wages by Job Type and State | Electricians | 38 | 36.88 | 2021 | https://www.bls.gov/oes/tables.htm
WI | Hourly Wages by Job Type and State | Electricians | 31.16 | 30.09 | 2021 | https://www.bls.gov/oes/tables.htm
WV | Hourly Wages by Job Type and State | Electricians | 28.65 | 28.75 | 2021 | https://www.bls.gov/oes/tables.htm
WY | Hourly Wages by Job Type and State | Electricians | 30.35 | 29.45 | 2021 | https://www.bls.gov/oes/tables.htm
AK | Hourly Wages by Job Type and State | Construction Laborers | 25.5 | 24.65 | 2020 | https://www.bls.gov/oes/tables.htm
AL | Hourly Wages by Job Type and State | Construction Laborers | 15.9 | 15.12 | 2020 | https://www.bls.gov/oes/tables.htm
AR | Hourly Wages by Job Type and State | Construction Laborers | 15.27 | 14.54 | 2020 | https://www.bls.gov/oes/tables.htm
AZ | Hourly Wages by Job Type and State | Construction Laborers | 19 | 17.84 | 2020 | https://www.bls.gov/oes/tables.htm
CA | Hourly Wages by Job Type and State | Construction Laborers | 24.63 | 22.69 | 2020 | https://www.bls.gov/oes/tables.htm
CO | Hourly Wages by Job Type and State | Construction Laborers | 18.8 | 18.32 | 2020 | https://www.bls.gov/oes/tables.htm
CT | Hourly Wages by Job Type and State | Construction Laborers | 24.7 | 23.99 | 2020 | https://www.bls.gov/oes/tables.htm
DC | Hourly Wages by Job Type and State | Construction Laborers | 20.45 | 19.21 | 2020 | https://www.bls.gov/oes/tables.htm
DE | Hourly Wages by Job Type and State | Construction Laborers | 18.7 | 17.95 | 2020 | https://www.bls.gov/oes/tables.htm
FL | Hourly Wages by Job Type and State | Construction Laborers | 16.37 | 15.58 | 2020 | https://www.bls.gov/oes/tables.htm
GA | Hourly Wages by Job Type and State | Construction Laborers | 16.02 | 15.4 | 2020 | https://www.bls.gov/oes/tables.htm
GU | Hourly Wages by Job Type and State | Construction Laborers | 10.92 | 10.42 | 2020 | https://www.bls.gov/oes/tables.htm
HI | Hourly Wages by Job Type and State | Construction Laborers | 30.14 | 30.84 | 2020 | https://www.bls.gov/oes/tables.htm
IA | Hourly Wages by Job Type and State | Construction Laborers | 18.76 | 18.02 | 2020 | https://www.bls.gov/oes/tables.htm
ID | Hourly Wages by Job Type and State | Construction Laborers | 16.85 | 16.54 | 2020 | https://www.bls.gov/oes/tables.htm
IL | Hourly Wages by Job Type and State | Construction Laborers | 29.44 | 26.76 | 2020 | https://www.bls.gov/oes/tables.htm
IN | Hourly Wages by Job Type and State | Construction Laborers | 20.33 | 18.88 | 2020 | https://www.bls.gov/oes/tables.htm
KS | Hourly Wages by Job Type and State | Construction Laborers | 17.52 | 16.91 | 2020 | https://www.bls.gov/oes/tables.htm
KY | Hourly Wages by Job Type and State | Construction Laborers | 18.81 | 17.85 | 2020 | https://www.bls.gov/oes/tables.htm
LA | Hourly Wages by Job Type and State | Construction Laborers | 17.23 | 16.6 | 2020 | https://www.bls.gov/oes/tables.htm
MA | Hourly Wages by Job Type and State | Construction Laborers | 27.7 | 25.23 | 2020 | https://www.bls.gov/oes/tables.htm
MD | Hourly Wages by Job Type and State | Construction Laborers | 17.62 | 17.12 | 2020 | https://www.bls.gov/oes/tables.htm
ME | Hourly Wages by Job Type and State | Construction Laborers | 17.33 | 17.1 | 2020 | https://www.bls.gov/oes/tables.htm
MI | Hourly Wages by Job Type and State | Construction Laborers | 19.88 | 18.98 | 2020 | https://www.bls.gov/oes/tables.htm
MN | Hourly Wages by Job Type and State | Construction Laborers | 25.62 | 23.25 | 2020 | https://www.bls.gov/oes/tables.htm
MO | Hourly Wages by Job Type and State | Construction Laborers | 24.62 | 22.86 | 2020 | https://www.bls.gov/oes/tables.htm
MS | Hourly Wages by Job Type and State | Construction Laborers | 15.4 | 14.48 | 2020 | https://www.bls.gov/oes/tables.htm
MT | Hourly Wages by Job Type and State | Construction Laborers | 19.89 | 18.84 | 2020 | https://www.bls.gov/oes/tables.htm
NC | Hourly Wages by Job Type and State | Construction Laborers | 15.7 | 15.26 | 2020 | https://www.bls.gov/oes/tables.htm
ND | Hourly Wages by Job Type and State | Construction Laborers | 20.94 | 20.22 | 2020 | https://www.bls.gov/oes/tables.htm
NE | Hourly Wages by Job Type and State | Construction Laborers | 17.88 | 17.59 | 2020 | https://www.bls.gov/oes/tables.htm
NH | Hourly Wages by Job Type and State | Construction Laborers | 20.2 | 19.08 | 2020 | https://www.bls.gov/oes/tables.htm
NJ | Hourly Wages by Job Type and State | Construction Laborers | 28.21 | 24.32 | 2020 | https://www.bls.gov/oes/tables.htm
NM | Hourly Wages by Job Type and State | Construction Laborers | 16.56 | 16.11 | 2020 | https://www.bls.gov/oes/tables.htm
NV | Hourly Wages by Job Type and State | Construction Laborers | 18.6 | 17.54 | 2020 | https://www.bls.gov/oes/tables.htm
NY | Hourly Wages by Job Type and State | Construction Laborers | 27.64 | 23.56 | 2020 | https://www.bls.gov/oes/tables.htm
OH | Hourly Wages by Job Type and State | Construction Laborers | 22.73 | 20.67 | 2020 | https://www.bls.gov/oes/tables.htm
OK | Hourly Wages by Job Type and State | Construction Laborers | 16.5 | 15.81 | 2020 | https://www.bls.gov/oes/tables.htm
OR | Hourly Wages by Job Type and State | Construction Laborers | 21.59 | 20.03 | 2020 | https://www.bls.gov/oes/tables.htm
PA | Hourly Wages by Job Type and State | Construction Laborers | 21.64 | 19.7 | 2020 | https://www.bls.gov/oes/tables.htm
PR | Hourly Wages by Job Type and State | Construction Laborers | 9.2 | 8.81 | 2020 | https://www.bls.gov/oes/tables.htm
RI | Hourly Wages by Job Type and State | Construction Laborers | 26.7 | 26.49 | 2020 | https://www.bls.gov/oes/tables.htm
SC | Hourly Wages by Job Type and State | Construction Laborers | 16.79 | 15.8 | 2020 | https://www.bls.gov/oes/tables.htm
SD | Hourly Wages by Job Type and State | Construction Laborers | 16.07 | 15.76 | 2020 | https://www.bls.gov/oes/tables.htm
TN | Hourly Wages by Job Type and State | Construction Laborers | 16.86 | 16.49 | 2020 | https://www.bls.gov/oes/tables.htm
TX | Hourly Wages by Job Type and State | Construction Laborers | 16.82 | 16.15 | 2020 | https://www.bls.gov/oes/tables.htm
US | Hourly Wages by Job Type and State | Construction Laborers | 19.8535 | 18.8756 | 2020 | https://www.bls.gov/oes/tables.htm
UT | Hourly Wages by Job Type and State | Construction Laborers | 17.98 | 17.15 | 2020 | https://www.bls.gov/oes/tables.htm
VA | Hourly Wages by Job Type and State | Construction Laborers | 16.22 | 15.72 | 2020 | https://www.bls.gov/oes/tables.htm
VI | Hourly Wages by Job Type and State | Construction Laborers | 23.22 | 26.07 | 2020 | https://www.bls.gov/oes/tables.htm
VT | Hourly Wages by Job Type and State | Construction Laborers | 18.61 | 17.83 | 2020 | https://www.bls.gov/oes/tables.htm
WA | Hourly Wages by Job Type and State | Construction Laborers | 25.27 | 23.78 | 2020 | https://www.bls.gov/oes/tables.htm
WI | Hourly Wages by Job Type and State | Construction Laborers | 21.12 | 19.44 | 2020 | https://www.bls.gov/oes/tables.htm
WV | Hourly Wages by Job Type and State | Construction Laborers | 17.5 | 15.99 | 2020 | https://www.bls.gov/oes/tables.htm
WY | Hourly Wages by Job Type and State | Construction Laborers | 18.14 | 17.94 | 2020 | https://www.bls.gov/oes/tables.htm
AK | Hourly Wages by Job Type and State | Electrical Engineers | 54.26 | 54 | 2020 | https://www.bls.gov/oes/tables.htm
AL | Hourly Wages by Job Type and State | Electrical Engineers | 50.32 | 48.09 | 2020 | https://www.bls.gov/oes/tables.htm
AR | Hourly Wages by Job Type and State | Electrical Engineers | 41.04 | 40.08 | 2020 | https://www.bls.gov/oes/tables.htm
AZ | Hourly Wages by Job Type and State | Electrical Engineers | 47.23 | 44.55 | 2020 | https://www.bls.gov/oes/tables.htm
CA | Hourly Wages by Job Type and State | Electrical Engineers | 59.8 | 58.06 | 2020 | https://www.bls.gov/oes/tables.htm
CO | Hourly Wages by Job Type and State | Electrical Engineers | 49.43 | 47.2 | 2020 | https://www.bls.gov/oes/tables.htm
CT | Hourly Wages by Job Type and State | Electrical Engineers | 49.68 | 48.09 | 2020 | https://www.bls.gov/oes/tables.htm
DC | Hourly Wages by Job Type and State | Electrical Engineers | 60.98 | 61.41 | 2020 | https://www.bls.gov/oes/tables.htm
DE | Hourly Wages by Job Type and State | Electrical Engineers | 53.82 | 50.59 | 2020 | https://www.bls.gov/oes/tables.htm
FL | Hourly Wages by Job Type and State | Electrical Engineers | 47.71 | 46 | 2020 | https://www.bls.gov/oes/tables.htm
GA | Hourly Wages by Job Type and State | Electrical Engineers | 48.84 | 47.32 | 2020 | https://www.bls.gov/oes/tables.htm
GU | Hourly Wages by Job Type and State | Electrical Engineers | 33.08 | 32.04 | 2020 | https://www.bls.gov/oes/tables.htm
HI | Hourly Wages by Job Type and State | Electrical Engineers | 44.41 | 44.22 | 2020 | https://www.bls.gov/oes/tables.htm
IA | Hourly Wages by Job Type and State | Electrical Engineers | 48.28 | 46.77 | 2020 | https://www.bls.gov/oes/tables.htm
ID | Hourly Wages by Job Type and State | Electrical Engineers | 50.51 | 50.27 | 2020 | https://www.bls.gov/oes/tables.htm
IL | Hourly Wages by Job Type and State | Electrical Engineers | 47.66 | 46.96 | 2020 | https://www.bls.gov/oes/tables.htm
IN | Hourly Wages by Job Type and State | Electrical Engineers | 44.69 | 42.32 | 2020 | https://www.bls.gov/oes/tables.htm
KS | Hourly Wages by Job Type and State | Electrical Engineers | 42.63 | 41.38 | 2020 | https://www.bls.gov/oes/tables.htm
KY | Hourly Wages by Job Type and State | Electrical Engineers | 43.59 | 42.36 | 2020 | https://www.bls.gov/oes/tables.htm
LA | Hourly Wages by Job Type and State | Electrical Engineers | 50.37 | 48.89 | 2020 | https://www.bls.gov/oes/tables.htm
MA | Hourly Wages by Job Type and State | Electrical Engineers | 55.43 | 54.65 | 2020 | https://www.bls.gov/oes/tables.htm
MD | Hourly Wages by Job Type and State | Electrical Engineers | 56.59 | 53.56 | 2020 | https://www.bls.gov/oes/tables.htm
ME | Hourly Wages by Job Type and State | Electrical Engineers | 44.53 | 42.45 | 2020 | https://www.bls.gov/oes/tables.htm
MI | Hourly Wages by Job Type and State | Electrical Engineers | 45.2 | 44.57 | 2020 | https://www.bls.gov/oes/tables.htm
MN | Hourly Wages by Job Type and State | Electrical Engineers | 49.48 | 48.28 | 2020 | https://www.bls.gov/oes/tables.htm
MO | Hourly Wages by Job Type and State | Electrical Engineers | 49.72 | 46.98 | 2020 | https://www.bls.gov/oes/tables.htm
MS | Hourly Wages by Job Type and State | Electrical Engineers | 47.14 | 45.38 | 2020 | https://www.bls.gov/oes/tables.htm
MT | Hourly Wages by Job Type and State | Electrical Engineers | 41.95 | 39.59 | 2020 | https://www.bls.gov/oes/tables.htm
NC | Hourly Wages by Job Type and State | Electrical Engineers | 48.03 | 46.43 | 2020 | https://www.bls.gov/oes/tables.htm
ND | Hourly Wages by Job Type and State | Electrical Engineers | 50.03 | 51.23 | 2020 | https://www.bls.gov/oes/tables.htm
NE | Hourly Wages by Job Type and State | Electrical Engineers | 46.2 | 46.18 | 2020 | https://www.bls.gov/oes/tables.htm
NH | Hourly Wages by Job Type and State | Electrical Engineers | 51.94 | 48.48 | 2020 | https://www.bls.gov/oes/tables.htm
NJ | Hourly Wages by Job Type and State | Electrical Engineers | 57.76 | 52.71 | 2020 | https://www.bls.gov/oes/tables.htm
NM | Hourly Wages by Job Type and State | Electrical Engineers | 56.48 | 55.93 | 2020 | https://www.bls.gov/oes/tables.htm
NV | Hourly Wages by Job Type and State | Electrical Engineers | 42.26 | 41.32 | 2020 | https://www.bls.gov/oes/tables.htm
NY | Hourly Wages by Job Type and State | Electrical Engineers | 50.52 | 48.8 | 2020 | https://www.bls.gov/oes/tables.htm
OH | Hourly Wages by Job Type and State | Electrical Engineers | 42.58 | 41.38 | 2020 | https://www.bls.gov/oes/tables.htm
OK | Hourly Wages by Job Type and State | Electrical Engineers | 48.98 | 47.93 | 2020 | https://www.bls.gov/oes/tables.htm
OR | Hourly Wages by Job Type and State | Electrical Engineers | 44.66 | 44.38 | 2020 | https://www.bls.gov/oes/tables.htm
PA | Hourly Wages by Job Type and State | Electrical Engineers | 48.62 | 47.23 | 2020 | https://www.bls.gov/oes/tables.htm
PR | Hourly Wages by Job Type and State | Electrical Engineers | * | * | 2020 | https://www.bls.gov/oes/tables.htm
RI | Hourly Wages by Job Type and State | Electrical Engineers | 52.92 | 48.53 | 2020 | https://www.bls.gov/oes/tables.htm
SC | Hourly Wages by Job Type and State | Electrical Engineers | 43.69 | 41.08 | 2020 | https://www.bls.gov/oes/tables.htm
SD | Hourly Wages by Job Type and State | Electrical Engineers | 45.67 | 45.49 | 2020 | https://www.bls.gov/oes/tables.htm
TN | Hourly Wages by Job Type and State | Electrical Engineers | 48.09 | 46.64 | 2020 | https://www.bls.gov/oes/tables.htm
TX | Hourly Wages by Job Type and State | Electrical Engineers | 51.57 | 49.39 | 2020 | https://www.bls.gov/oes/tables.htm
US | Hourly Wages by Job Type and State | Electrical Engineers | 48.7667 | 47.2025 | 2020 | https://www.bls.gov/oes/tables.htm
UT | Hourly Wages by Job Type and State | Electrical Engineers | 45.01 | 43.73 | 2020 | https://www.bls.gov/oes/tables.htm
VA | Hourly Wages by Job Type and State | Electrical Engineers | 55.31 | 52.89 | 2020 | https://www.bls.gov/oes/tables.htm
VT | Hourly Wages by Job Type and State | Electrical Engineers | 56.95 | 51.67 | 2020 | https://www.bls.gov/oes/tables.htm
WA | Hourly Wages by Job Type and State | Electrical Engineers | 56.63 | 55.49 | 2020 | https://www.bls.gov/oes/tables.htm
WI | Hourly Wages by Job Type and State | Electrical Engineers | 43.9 | 43.54 | 2020 | https://www.bls.gov/oes/tables.htm
WV | Hourly Wages by Job Type and State | Electrical Engineers | 46.3 | 45.42 | 2020 | https://www.bls.gov/oes/tables.htm
WY | Hourly Wages by Job Type and State | Electrical Engineers | 43.4 | 42.6 | 2020 | https://www.bls.gov/oes/tables.htm
AK | Hourly Wages by Job Type and State | Electricians | 35.69 | 37.41 | 2020 | https://www.bls.gov/oes/tables.htm
AL | Hourly Wages by Job Type and State | Electricians | 23.24 | 22.4 | 2020 | https://www.bls.gov/oes/tables.htm
AR | Hourly Wages by Job Type and State | Electricians | 20.81 | 20.42 | 2020 | https://www.bls.gov/oes/tables.htm
AZ | Hourly Wages by Job Type and State | Electricians | 24.17 | 23.49 | 2020 | https://www.bls.gov/oes/tables.htm
CA | Hourly Wages by Job Type and State | Electricians | 36.49 | 32.95 | 2020 | https://www.bls.gov/oes/tables.htm
CO | Hourly Wages by Job Type and State | Electricians | 27.07 | 26.34 | 2020 | https://www.bls.gov/oes/tables.htm
CT | Hourly Wages by Job Type and State | Electricians | 31.79 | 30.27 | 2020 | https://www.bls.gov/oes/tables.htm
DC | Hourly Wages by Job Type and State | Electricians | 38 | 40.6 | 2020 | https://www.bls.gov/oes/tables.htm
DE | Hourly Wages by Job Type and State | Electricians | 28.08 | 26.74 | 2020 | https://www.bls.gov/oes/tables.htm
FL | Hourly Wages by Job Type and State | Electricians | 22.06 | 21.22 | 2020 | https://www.bls.gov/oes/tables.htm
GA | Hourly Wages by Job Type and State | Electricians | 26.55 | 26.26 | 2020 | https://www.bls.gov/oes/tables.htm
GU | Hourly Wages by Job Type and State | Electricians | 18.41 | 18.02 | 2020 | https://www.bls.gov/oes/tables.htm
HI | Hourly Wages by Job Type and State | Electricians | 38.12 | 36.95 | 2020 | https://www.bls.gov/oes/tables.htm
IA | Hourly Wages by Job Type and State | Electricians | 27.21 | 26.9 | 2020 | https://www.bls.gov/oes/tables.htm
ID | Hourly Wages by Job Type and State | Electricians | 24.77 | 24.79 | 2020 | https://www.bls.gov/oes/tables.htm
IL | Hourly Wages by Job Type and State | Electricians | 39.25 | 40.38 | 2020 | https://www.bls.gov/oes/tables.htm
IN | Hourly Wages by Job Type and State | Electricians | 28.6 | 27.86 | 2020 | https://www.bls.gov/oes/tables.htm
KS | Hourly Wages by Job Type and State | Electricians | 27.01 | 25.85 | 2020 | https://www.bls.gov/oes/tables.htm
KY | Hourly Wages by Job Type and State | Electricians | 25.39 | 24.53 | 2020 | https://www.bls.gov/oes/tables.htm
LA | Hourly Wages by Job Type and State | Electricians | 26.03 | 25.13 | 2020 | https://www.bls.gov/oes/tables.htm
MA | Hourly Wages by Job Type and State | Electricians | 33.95 | 33.22 | 2020 | https://www.bls.gov/oes/tables.htm
MD | Hourly Wages by Job Type and State | Electricians | 28.76 | 27.54 | 2020 | https://www.bls.gov/oes/tables.htm
ME | Hourly Wages by Job Type and State | Electricians | 26.51 | 26.97 | 2020 | https://www.bls.gov/oes/tables.htm
MI | Hourly Wages by Job Type and State | Electricians | 30.16 | 29.64 | 2020 | https://www.bls.gov/oes/tables.htm
MN | Hourly Wages by Job Type and State | Electricians | 33.19 | 32.68 | 2020 | https://www.bls.gov/oes/tables.htm
MO | Hourly Wages by Job Type and State | Electricians | 29.56 | 30.19 | 2020 | https://www.bls.gov/oes/tables.htm
MS | Hourly Wages by Job Type and State | Electricians | 24.03 | 24.39 | 2020 | https://www.bls.gov/oes/tables.htm
MT | Hourly Wages by Job Type and State | Electricians | 29.48 | 29.11 | 2020 | https://www.bls.gov/oes/tables.htm
NC | Hourly Wages by Job Type and State | Electricians | 22.08 | 21.87 | 2020 | https://www.bls.gov/oes/tables.htm
ND | Hourly Wages by Job Type and State | Electricians | 32.34 | 31.7 | 2020 | https://www.bls.gov/oes/tables.htm
NE | Hourly Wages by Job Type and State | Electricians | 25.85 | 24.82 | 2020 | https://www.bls.gov/oes/tables.htm
NH | Hourly Wages by Job Type and State | Electricians | 26.74 | 26.57 | 2020 | https://www.bls.gov/oes/tables.htm
NJ | Hourly Wages by Job Type and State | Electricians | 36.13 | 32.89 | 2020 | https://www.bls.gov/oes/tables.htm
NM | Hourly Wages by Job Type and State | Electricians | 24.63 | 24.13 | 2020 | https://www.bls.gov/oes/tables.htm
NV | Hourly Wages by Job Type and State | Electricians | 32.44 | 30.58 | 2020 | https://www.bls.gov/oes/tables.htm
NY | Hourly Wages by Job Type and State | Electricians | 39.11 | 34.16 | 2020 | https://www.bls.gov/oes/tables.htm
OH | Hourly Wages by Job Type and State | Electricians | 26.3 | 25.72 | 2020 | https://www.bls.gov/oes/tables.htm
OK | Hourly Wages by Job Type and State | Electricians | 24.82 | 23.36 | 2020 | https://www.bls.gov/oes/tables.htm
OR | Hourly Wages by Job Type and State | Electricians | 36.56 | 37.84 | 2020 | https://www.bls.gov/oes/tables.htm
PA | Hourly Wages by Job Type and State | Electricians | 33.15 | 30.47 | 2020 | https://www.bls.gov/oes/tables.htm
PR | Hourly Wages by Job Type and State | Electricians | 13.49 | 11.83 | 2020 | https://www.bls.gov/oes/tables.htm
RI | Hourly Wages by Job Type and State | Electricians | 28.11 | 27.54 | 2020 | https://www.bls.gov/oes/tables.htm
SC | Hourly Wages by Job Type and State | Electricians | 23.28 | 22.56 | 2020 | https://www.bls.gov/oes/tables.htm
SD | Hourly Wages by Job Type and State | Electricians | 22.92 | 22.58 | 2020 | https://www.bls.gov/oes/tables.htm
TN | Hourly Wages by Job Type and State | Electricians | 25.31 | 24.99 | 2020 | https://www.bls.gov/oes/tables.htm
TX | Hourly Wages by Job Type and State | Electricians | 24.69 | 24.09 | 2020 | https://www.bls.gov/oes/tables.htm
US | Hourly Wages by Job Type and State | Electricians | 28.4813 | 27.8185 | 2020 | https://www.bls.gov/oes/tables.htm
UT | Hourly Wages by Job Type and State | Electricians | 24.64 | 23.52 | 2020 | https://www.bls.gov/oes/tables.htm
VA | Hourly Wages by Job Type and State | Electricians | 27.19 | 25.95 | 2020 | https://www.bls.gov/oes/tables.htm
VI | Hourly Wages by Job Type and State | Electricians | 35.96 | 37.45 | 2020 | https://www.bls.gov/oes/tables.htm
VT | Hourly Wages by Job Type and State | Electricians | 24.69 | 23.89 | 2020 | https://www.bls.gov/oes/tables.htm
WA | Hourly Wages by Job Type and State | Electricians | 36.56 | 35.16 | 2020 | https://www.bls.gov/oes/tables.htm
WI | Hourly Wages by Job Type and State | Electricians | 30.43 | 30.88 | 2020 | https://www.bls.gov/oes/tables.htm
WV | Hourly Wages by Job Type and State | Electricians | 26.63 | 26.27 | 2020 | https://www.bls.gov/oes/tables.htm
WY | Hourly Wages by Job Type and State | Electricians | 29.56 | 29.13 | 2020 | https://www.bls.gov/oes/tables.htm
AK | Hourly Wages by Job Type and State | Construction Laborers | 25.44 | 24.44 | 2019 | https://www.bls.gov/oes/tables.htm
AL | Hourly Wages by Job Type and State | Construction Laborers | 15.83 | 15.11 | 2019 | https://www.bls.gov/oes/tables.htm
AR | Hourly Wages by Job Type and State | Construction Laborers | 14.41 | 14.02 | 2019 | https://www.bls.gov/oes/tables.htm
AZ | Hourly Wages by Job Type and State | Construction Laborers | 17.96 | 16.82 | 2019 | https://www.bls.gov/oes/tables.htm
CA | Hourly Wages by Job Type and State | Construction Laborers | 23.89 | 21.83 | 2019 | https://www.bls.gov/oes/tables.htm
CO | Hourly Wages by Job Type and State | Construction Laborers | 18.09 | 17.65 | 2019 | https://www.bls.gov/oes/tables.htm
CT | Hourly Wages by Job Type and State | Construction Laborers | 24.75 | 23.92 | 2019 | https://www.bls.gov/oes/tables.htm
DC | Hourly Wages by Job Type and State | Construction Laborers | 20.01 | 18.69 | 2019 | https://www.bls.gov/oes/tables.htm
DE | Hourly Wages by Job Type and State | Construction Laborers | 17.96 | 17.44 | 2019 | https://www.bls.gov/oes/tables.htm
FL | Hourly Wages by Job Type and State | Construction Laborers | 15.82 | 15.13 | 2019 | https://www.bls.gov/oes/tables.htm
GA | Hourly Wages by Job Type and State | Construction Laborers | 15.84 | 15.1 | 2019 | https://www.bls.gov/oes/tables.htm
GU | Hourly Wages by Job Type and State | Construction Laborers | 11.2 | 10.7 | 2019 | https://www.bls.gov/oes/tables.htm
HI | Hourly Wages by Job Type and State | Construction Laborers | 28.44 | 28.11 | 2019 | https://www.bls.gov/oes/tables.htm
IA | Hourly Wages by Job Type and State | Construction Laborers | 18.48 | 17.79 | 2019 | https://www.bls.gov/oes/tables.htm
ID | Hourly Wages by Job Type and State | Construction Laborers | 16.34 | 15.71 | 2019 | https://www.bls.gov/oes/tables.htm
IL | Hourly Wages by Job Type and State | Construction Laborers | 29.09 | 27.34 | 2019 | https://www.bls.gov/oes/tables.htm
IN | Hourly Wages by Job Type and State | Construction Laborers | 19.48 | 18.16 | 2019 | https://www.bls.gov/oes/tables.htm
KS | Hourly Wages by Job Type and State | Construction Laborers | 17.28 | 16.43 | 2019 | https://www.bls.gov/oes/tables.htm
KY | Hourly Wages by Job Type and State | Construction Laborers | 18.36 | 17.31 | 2019 | https://www.bls.gov/oes/tables.htm
LA | Hourly Wages by Job Type and State | Construction Laborers | 17.14 | 16.35 | 2019 | https://www.bls.gov/oes/tables.htm
MA | Hourly Wages by Job Type and State | Construction Laborers | 26.7 | 24.45 | 2019 | https://www.bls.gov/oes/tables.htm
MD | Hourly Wages by Job Type and State | Construction Laborers | 17.24 | 16.66 | 2019 | https://www.bls.gov/oes/tables.htm
ME | Hourly Wages by Job Type and State | Construction Laborers | 16.65 | 16.32 | 2019 | https://www.bls.gov/oes/tables.htm
MI | Hourly Wages by Job Type and State | Construction Laborers | 19.58 | 18.53 | 2019 | https://www.bls.gov/oes/tables.htm
MN | Hourly Wages by Job Type and State | Construction Laborers | 24.63 | 22.61 | 2019 | https://www.bls.gov/oes/tables.htm
MO | Hourly Wages by Job Type and State | Construction Laborers | 23.43 | 21.61 | 2019 | https://www.bls.gov/oes/tables.htm
MS | Hourly Wages by Job Type and State | Construction Laborers | 14.95 | 14 | 2019 | https://www.bls.gov/oes/tables.htm
MT | Hourly Wages by Job Type and State | Construction Laborers | 19.06 | 18.27 | 2019 | https://www.bls.gov/oes/tables.htm
NC | Hourly Wages by Job Type and State | Construction Laborers | 15 | 14.79 | 2019 | https://www.bls.gov/oes/tables.htm
ND | Hourly Wages by Job Type and State | Construction Laborers | 19.98 | 19.28 | 2019 | https://www.bls.gov/oes/tables.htm
NE | Hourly Wages by Job Type and State | Construction Laborers | 17.47 | 16.9 | 2019 | https://www.bls.gov/oes/tables.htm
NH | Hourly Wages by Job Type and State | Construction Laborers | 19.62 | 18.6 | 2019 | https://www.bls.gov/oes/tables.htm
NJ | Hourly Wages by Job Type and State | Construction Laborers | 27.28 | 23.7 | 2019 | https://www.bls.gov/oes/tables.htm
NM | Hourly Wages by Job Type and State | Construction Laborers | 15.93 | 15.38 | 2019 | https://www.bls.gov/oes/tables.htm
NV | Hourly Wages by Job Type and State | Construction Laborers | 18.18 | 17.3 | 2019 | https://www.bls.gov/oes/tables.htm
NY | Hourly Wages by Job Type and State | Construction Laborers | 25.97 | 22.39 | 2019 | https://www.bls.gov/oes/tables.htm
OH | Hourly Wages by Job Type and State | Construction Laborers | 22.21 | 20.04 | 2019 | https://www.bls.gov/oes/tables.htm
OK | Hourly Wages by Job Type and State | Construction Laborers | 15.63 | 15.26 | 2019 | https://www.bls.gov/oes/tables.htm
OR | Hourly Wages by Job Type and State | Construction Laborers | 20.94 | 19.21 | 2019 | https://www.bls.gov/oes/tables.htm
PA | Hourly Wages by Job Type and State | Construction Laborers | 20.94 | 18.88 | 2019 | https://www.bls.gov/oes/tables.htm
PR | Hourly Wages by Job Type and State | Construction Laborers | 9.24 | 8.8 | 2019 | https://www.bls.gov/oes/tables.htm
RI | Hourly Wages by Job Type and State | Construction Laborers | 24.5 | 24.3 | 2019 | https://www.bls.gov/oes/tables.htm
SC | Hourly Wages by Job Type and State | Construction Laborers | 16.18 | 14.97 | 2019 | https://www.bls.gov/oes/tables.htm
SD | Hourly Wages by Job Type and State | Construction Laborers | 15.39 | 14.95 | 2019 | https://www.bls.gov/oes/tables.htm
TN | Hourly Wages by Job Type and State | Construction Laborers | 16.13 | 15.5 | 2019 | https://www.bls.gov/oes/tables.htm
TX | Hourly Wages by Job Type and State | Construction Laborers | 16.32 | 15.66 | 2019 | https://www.bls.gov/oes/tables.htm
US | Hourly Wages by Job Type and State | Construction Laborers | 19.1967 | 18.1713 | 2019 | https://www.bls.gov/oes/tables.htm
UT | Hourly Wages by Job Type and State | Construction Laborers | 17.72 | 16.86 | 2019 | https://www.bls.gov/oes/tables.htm
VA | Hourly Wages by Job Type and State | Construction Laborers | 15.68 | 15.24 | 2019 | https://www.bls.gov/oes/tables.htm
VI | Hourly Wages by Job Type and State | Construction Laborers | 19.67 | 19.49 | 2019 | https://www.bls.gov/oes/tables.htm
VT | Hourly Wages by Job Type and State | Construction Laborers | 18.2 | 17.66 | 2019 | https://www.bls.gov/oes/tables.htm
WA | Hourly Wages by Job Type and State | Construction Laborers | 23.98 | 22.51 | 2019 | https://www.bls.gov/oes/tables.htm
WI | Hourly Wages by Job Type and State | Construction Laborers | 21.37 | 19.7 | 2019 | https://www.bls.gov/oes/tables.htm
WV | Hourly Wages by Job Type and State | Construction Laborers | 17.13 | 15.88 | 2019 | https://www.bls.gov/oes/tables.htm
WY | Hourly Wages by Job Type and State | Construction Laborers | 17.91 | 17.5 | 2019 | https://www.bls.gov/oes/tables.htm
AK | Hourly Wages by Job Type and State | Electrical Engineers | 53.11 | 51 | 2019 | https://www.bls.gov/oes/tables.htm
AL | Hourly Wages by Job Type and State | Electrical Engineers | 49.65 | 47.5 | 2019 | https://www.bls.gov/oes/tables.htm
AR | Hourly Wages by Job Type and State | Electrical Engineers | 40.58 | 38.93 | 2019 | https://www.bls.gov/oes/tables.htm
AZ | Hourly Wages by Job Type and State | Electrical Engineers | 47 | 45 | 2019 | https://www.bls.gov/oes/tables.htm
CA | Hourly Wages by Job Type and State | Electrical Engineers | 56.29 | 54.54 | 2019 | https://www.bls.gov/oes/tables.htm
CO | Hourly Wages by Job Type and State | Electrical Engineers | 48.77 | 46.8 | 2019 | https://www.bls.gov/oes/tables.htm
CT | Hourly Wages by Job Type and State | Electrical Engineers | 48.7 | 47.26 | 2019 | https://www.bls.gov/oes/tables.htm
DC | Hourly Wages by Job Type and State | Electrical Engineers | 58.81 | 58.45 | 2019 | https://www.bls.gov/oes/tables.htm
DE | Hourly Wages by Job Type and State | Electrical Engineers | 50.92 | 47.42 | 2019 | https://www.bls.gov/oes/tables.htm
FL | Hourly Wages by Job Type and State | Electrical Engineers | 47.68 | 45.85 | 2019 | https://www.bls.gov/oes/tables.htm
GA | Hourly Wages by Job Type and State | Electrical Engineers | 47.23 | 45.17 | 2019 | https://www.bls.gov/oes/tables.htm
GU | Hourly Wages by Job Type and State | Electrical Engineers | 34.06 | 37.02 | 2019 | https://www.bls.gov/oes/tables.htm
HI | Hourly Wages by Job Type and State | Electrical Engineers | 43.24 | 43.66 | 2019 | https://www.bls.gov/oes/tables.htm
IA | Hourly Wages by Job Type and State | Electrical Engineers | 45.98 | 44.33 | 2019 | https://www.bls.gov/oes/tables.htm
ID | Hourly Wages by Job Type and State | Electrical Engineers | 46.7 | 46.19 | 2019 | https://www.bls.gov/oes/tables.htm
IL | Hourly Wages by Job Type and State | Electrical Engineers | 47.67 | 46.73 | 2019 | https://www.bls.gov/oes/tables.htm
IN | Hourly Wages by Job Type and State | Electrical Engineers | 43.72 | 40.99 | 2019 | https://www.bls.gov/oes/tables.htm
KS | Hourly Wages by Job Type and State | Electrical Engineers | 42.65 | 40.35 | 2019 | https://www.bls.gov/oes/tables.htm
KY | Hourly Wages by Job Type and State | Electrical Engineers | 43.74 | 42.42 | 2019 | https://www.bls.gov/oes/tables.htm
LA | Hourly Wages by Job Type and State | Electrical Engineers | 49.27 | 47.97 | 2019 | https://www.bls.gov/oes/tables.htm
MA | Hourly Wages by Job Type and State | Electrical Engineers | 55.6 | 55.47 | 2019 | https://www.bls.gov/oes/tables.htm
MD | Hourly Wages by Job Type and State | Electrical Engineers | 54.67 | 50.89 | 2019 | https://www.bls.gov/oes/tables.htm
ME | Hourly Wages by Job Type and State | Electrical Engineers | 44.52 | 41.76 | 2019 | https://www.bls.gov/oes/tables.htm
MI | Hourly Wages by Job Type and State | Electrical Engineers | 44.44 | 43.66 | 2019 | https://www.bls.gov/oes/tables.htm
MN | Hourly Wages by Job Type and State | Electrical Engineers | 48.65 | 47.66 | 2019 | https://www.bls.gov/oes/tables.htm
MO | Hourly Wages by Job Type and State | Electrical Engineers | 48.82 | 45.83 | 2019 | https://www.bls.gov/oes/tables.htm
MS | Hourly Wages by Job Type and State | Electrical Engineers | 46.1 | 44.45 | 2019 | https://www.bls.gov/oes/tables.htm
MT | Hourly Wages by Job Type and State | Electrical Engineers | 43.29 | 40.84 | 2019 | https://www.bls.gov/oes/tables.htm
NC | Hourly Wages by Job Type and State | Electrical Engineers | 47.44 | 45.44 | 2019 | https://www.bls.gov/oes/tables.htm
ND | Hourly Wages by Job Type and State | Electrical Engineers | 46.94 | 48.66 | 2019 | https://www.bls.gov/oes/tables.htm
NE | Hourly Wages by Job Type and State | Electrical Engineers | 44.1 | 44.23 | 2019 | https://www.bls.gov/oes/tables.htm
NH | Hourly Wages by Job Type and State | Electrical Engineers | 53.21 | 50.98 | 2019 | https://www.bls.gov/oes/tables.htm
NJ | Hourly Wages by Job Type and State | Electrical Engineers | 57.42 | 51.24 | 2019 | https://www.bls.gov/oes/tables.htm
NM | Hourly Wages by Job Type and State | Electrical Engineers | 56.34 | 55.82 | 2019 | https://www.bls.gov/oes/tables.htm
NV | Hourly Wages by Job Type and State | Electrical Engineers | 42.05 | 41.16 | 2019 | https://www.bls.gov/oes/tables.htm
NY | Hourly Wages by Job Type and State | Electrical Engineers | 51.14 | 49.57 | 2019 | https://www.bls.gov/oes/tables.htm
OH | Hourly Wages by Job Type and State | Electrical Engineers | 41.65 | 40.78 | 2019 | https://www.bls.gov/oes/tables.htm
OK | Hourly Wages by Job Type and State | Electrical Engineers | 47.22 | 46.4 | 2019 | https://www.bls.gov/oes/tables.htm
OR | Hourly Wages by Job Type and State | Electrical Engineers | 43.52 | 43.05 | 2019 | https://www.bls.gov/oes/tables.htm
PA | Hourly Wages by Job Type and State | Electrical Engineers | 47.21 | 45.82 | 2019 | https://www.bls.gov/oes/tables.htm
PR | Hourly Wages by Job Type and State | Electrical Engineers | 30.48 | 27.93 | 2019 | https://www.bls.gov/oes/tables.htm
RI | Hourly Wages by Job Type and State | Electrical Engineers | 51.37 | 47.87 | 2019 | https://www.bls.gov/oes/tables.htm
SC | Hourly Wages by Job Type and State | Electrical Engineers | 42.89 | 41.22 | 2019 | https://www.bls.gov/oes/tables.htm
SD | Hourly Wages by Job Type and State | Electrical Engineers | 42.06 | 41.16 | 2019 | https://www.bls.gov/oes/tables.htm
TN | Hourly Wages by Job Type and State | Electrical Engineers | 45.97 | 44.72 | 2019 | https://www.bls.gov/oes/tables.htm
TX | Hourly Wages by Job Type and State | Electrical Engineers | 51.27 | 48.56 | 2019 | https://www.bls.gov/oes/tables.htm
US | Hourly Wages by Job Type and State | Electrical Engineers | 47.301 | 45.7787 | 2019 | https://www.bls.gov/oes/tables.htm
UT | Hourly Wages by Job Type and State | Electrical Engineers | 44.01 | 41.8 | 2019 | https://www.bls.gov/oes/tables.htm
VA | Hourly Wages by Job Type and State | Electrical Engineers | 55.09 | 52.55 | 2019 | https://www.bls.gov/oes/tables.htm
VT | Hourly Wages by Job Type and State | Electrical Engineers | 56.23 | 50.185 | 2019 | https://www.bls.gov/oes/tables.htm
WA | Hourly Wages by Job Type and State | Electrical Engineers | 55.76 | 54.54 | 2019 | https://www.bls.gov/oes/tables.htm
WI | Hourly Wages by Job Type and State | Electrical Engineers | 43 | 42.15 | 2019 | https://www.bls.gov/oes/tables.htm
WV | Hourly Wages by Job Type and State | Electrical Engineers | 44.31 | 43.06 | 2019 | https://www.bls.gov/oes/tables.htm
WY | Hourly Wages by Job Type and State | Electrical Engineers | 43.34 | 43.64 | 2019 | https://www.bls.gov/oes/tables.htm
AK | Hourly Wages by Job Type and State | Electricians | 36.23 | 37.35 | 2019 | https://www.bls.gov/oes/tables.htm
AL | Hourly Wages by Job Type and State | Electricians | 22.83 | 22.24 | 2019 | https://www.bls.gov/oes/tables.htm
AR | Hourly Wages by Job Type and State | Electricians | 21.24 | 20.94 | 2019 | https://www.bls.gov/oes/tables.htm
AZ | Hourly Wages by Job Type and State | Electricians | 23.73 | 23.22 | 2019 | https://www.bls.gov/oes/tables.htm
CA | Hourly Wages by Job Type and State | Electricians | 33.87 | 31.06 | 2019 | https://www.bls.gov/oes/tables.htm
CO | Hourly Wages by Job Type and State | Electricians | 26.47 | 26.08 | 2019 | https://www.bls.gov/oes/tables.htm
CT | Hourly Wages by Job Type and State | Electricians | 30.56 | 29.43 | 2019 | https://www.bls.gov/oes/tables.htm
DC | Hourly Wages by Job Type and State | Electricians | 38.4 | 41.01 | 2019 | https://www.bls.gov/oes/tables.htm
DE | Hourly Wages by Job Type and State | Electricians | 28.11 | 26.61 | 2019 | https://www.bls.gov/oes/tables.htm
FL | Hourly Wages by Job Type and State | Electricians | 21.98 | 21 | 2019 | https://www.bls.gov/oes/tables.htm
GA | Hourly Wages by Job Type and State | Electricians | 24.72 | 23.91 | 2019 | https://www.bls.gov/oes/tables.htm
GU | Hourly Wages by Job Type and State | Electricians | 17.87 | 17.7 | 2019 | https://www.bls.gov/oes/tables.htm
HI | Hourly Wages by Job Type and State | Electricians | 37.27 | 36.2 | 2019 | https://www.bls.gov/oes/tables.htm
IA | Hourly Wages by Job Type and State | Electricians | 26.95 | 26.89 | 2019 | https://www.bls.gov/oes/tables.htm
ID | Hourly Wages by Job Type and State | Electricians | 24.7 | 24.64 | 2019 | https://www.bls.gov/oes/tables.htm
IL | Hourly Wages by Job Type and State | Electricians | 37.88 | 39.17 | 2019 | https://www.bls.gov/oes/tables.htm
IN | Hourly Wages by Job Type and State | Electricians | 28.43 | 27.52 | 2019 | https://www.bls.gov/oes/tables.htm
KS | Hourly Wages by Job Type and State | Electricians | 26.32 | 25.89 | 2019 | https://www.bls.gov/oes/tables.htm
KY | Hourly Wages by Job Type and State | Electricians | 25.69 | 24.99 | 2019 | https://www.bls.gov/oes/tables.htm
LA | Hourly Wages by Job Type and State | Electricians | 25.07 | 24.43 | 2019 | https://www.bls.gov/oes/tables.htm
MA | Hourly Wages by Job Type and State | Electricians | 34.19 | 32.73 | 2019 | https://www.bls.gov/oes/tables.htm
MD | Hourly Wages by Job Type and State | Electricians | 28.21 | 27.03 | 2019 | https://www.bls.gov/oes/tables.htm
ME | Hourly Wages by Job Type and State | Electricians | 26.08 | 26.62 | 2019 | https://www.bls.gov/oes/tables.htm
MI | Hourly Wages by Job Type and State | Electricians | 30.04 | 29.54 | 2019 | https://www.bls.gov/oes/tables.htm
MN | Hourly Wages by Job Type and State | Electricians | 32.99 | 32.71 | 2019 | https://www.bls.gov/oes/tables.htm
MO | Hourly Wages by Job Type and State | Electricians | 29.1 | 30.17 | 2019 | https://www.bls.gov/oes/tables.htm
MS | Hourly Wages by Job Type and State | Electricians | 23.46 | 23.95 | 2019 | https://www.bls.gov/oes/tables.htm
MT | Hourly Wages by Job Type and State | Electricians | 28.99 | 28.63 | 2019 | https://www.bls.gov/oes/tables.htm
NC | Hourly Wages by Job Type and State | Electricians | 21.85 | 21.48 | 2019 | https://www.bls.gov/oes/tables.htm
ND | Hourly Wages by Job Type and State | Electricians | 31.07 | 30.17 | 2019 | https://www.bls.gov/oes/tables.htm
NE | Hourly Wages by Job Type and State | Electricians | 25.42 | 24.29 | 2019 | https://www.bls.gov/oes/tables.htm
NH | Hourly Wages by Job Type and State | Electricians | 26.81 | 26.72 | 2019 | https://www.bls.gov/oes/tables.htm
NJ | Hourly Wages by Job Type and State | Electricians | 35.3 | 32.36 | 2019 | https://www.bls.gov/oes/tables.htm
NM | Hourly Wages by Job Type and State | Electricians | 24.26 | 23.58 | 2019 | https://www.bls.gov/oes/tables.htm
NV | Hourly Wages by Job Type and State | Electricians | 31.2 | 29.46 | 2019 | https://www.bls.gov/oes/tables.htm
NY | Hourly Wages by Job Type and State | Electricians | 38.21 | 34.44 | 2019 | https://www.bls.gov/oes/tables.htm
OH | Hourly Wages by Job Type and State | Electricians | 25.74 | 25.43 | 2019 | https://www.bls.gov/oes/tables.htm
OK | Hourly Wages by Job Type and State | Electricians | 24.98 | 23.43 | 2019 | https://www.bls.gov/oes/tables.htm
OR | Hourly Wages by Job Type and State | Electricians | 36.02 | 37.11 | 2019 | https://www.bls.gov/oes/tables.htm
PA | Hourly Wages by Job Type and State | Electricians | 32.88 | 29.93 | 2019 | https://www.bls.gov/oes/tables.htm
PR | Hourly Wages by Job Type and State | Electricians | 13.42 | 11.68 | 2019 | https://www.bls.gov/oes/tables.htm
RI | Hourly Wages by Job Type and State | Electricians | 27.76 | 28.06 | 2019 | https://www.bls.gov/oes/tables.htm
SC | Hourly Wages by Job Type and State | Electricians | 22.56 | 22.06 | 2019 | https://www.bls.gov/oes/tables.htm
SD | Hourly Wages by Job Type and State | Electricians | 22.37 | 21.96 | 2019 | https://www.bls.gov/oes/tables.htm
TN | Hourly Wages by Job Type and State | Electricians | 24.25 | 23.78 | 2019 | https://www.bls.gov/oes/tables.htm
TX | Hourly Wages by Job Type and State | Electricians | 25.11 | 24.58 | 2019 | https://www.bls.gov/oes/tables.htm
US | Hourly Wages by Job Type and State | Electricians | 28.0081 | 27.4709 | 2019 | https://www.bls.gov/oes/tables.htm
UT | Hourly Wages by Job Type and State | Electricians | 24.72 | 24.88 | 2019 | https://www.bls.gov/oes/tables.htm
VA | Hourly Wages by Job Type and State | Electricians | 26.29 | 24.97 | 2019 | https://www.bls.gov/oes/tables.htm
VI | Hourly Wages by Job Type and State | Electricians | 36.28 | 38.46 | 2019 | https://www.bls.gov/oes/tables.htm
VT | Hourly Wages by Job Type and State | Electricians | 25.51 | 25.21 | 2019 | https://www.bls.gov/oes/tables.htm
WA | Hourly Wages by Job Type and State | Electricians | 34.21 | 32.71 | 2019 | https://www.bls.gov/oes/tables.htm
WI | Hourly Wages by Job Type and State | Electricians | 29.44 | 29.54 | 2019 | https://www.bls.gov/oes/tables.htm
WV | Hourly Wages by Job Type and State | Electricians | 26.52 | 26.76 | 2019 | https://www.bls.gov/oes/tables.htm
WY | Hourly Wages by Job Type and State | Electricians | 28.88 | 28.72 | 2019 | https://www.bls.gov/oes/tables.htm
AK | Hourly Wages by Job Type and State | Construction Laborers | 24.75 | 23.84 | 2018 | https://www.bls.gov/oes/tables.htm
AL | Hourly Wages by Job Type and State | Construction Laborers | 15.38 | 14.51 | 2018 | https://www.bls.gov/oes/tables.htm
AR | Hourly Wages by Job Type and State | Construction Laborers | 13.98 | 13.45 | 2018 | https://www.bls.gov/oes/tables.htm
AZ | Hourly Wages by Job Type and State | Construction Laborers | 17.31 | 16.27 | 2018 | https://www.bls.gov/oes/tables.htm
CA | Hourly Wages by Job Type and State | Construction Laborers | 23.2 | 21.12 | 2018 | https://www.bls.gov/oes/tables.htm
CO | Hourly Wages by Job Type and State | Construction Laborers | 17.56 | 17.05 | 2018 | https://www.bls.gov/oes/tables.htm
CT | Hourly Wages by Job Type and State | Construction Laborers | 23.89 | 23.1 | 2018 | https://www.bls.gov/oes/tables.htm
DC | Hourly Wages by Job Type and State | Construction Laborers | 20.29 | 18.69 | 2018 | https://www.bls.gov/oes/tables.htm
DE | Hourly Wages by Job Type and State | Construction Laborers | 17.14 | 16.81 | 2018 | https://www.bls.gov/oes/tables.htm
FL | Hourly Wages by Job Type and State | Construction Laborers | 15.21 | 14.45 | 2018 | https://www.bls.gov/oes/tables.htm
GA | Hourly Wages by Job Type and State | Construction Laborers | 16.15 | 14.77 | 2018 | https://www.bls.gov/oes/tables.htm
GU | Hourly Wages by Job Type and State | Construction Laborers | 11.03 | 10.44 | 2018 | https://www.bls.gov/oes/tables.htm
HI | Hourly Wages by Job Type and State | Construction Laborers | 28.26 | 28.47 | 2018 | https://www.bls.gov/oes/tables.htm
IA | Hourly Wages by Job Type and State | Construction Laborers | 18.03 | 17.47 | 2018 | https://www.bls.gov/oes/tables.htm
ID | Hourly Wages by Job Type and State | Construction Laborers | 15.69 | 14.89 | 2018 | https://www.bls.gov/oes/tables.htm
IL | Hourly Wages by Job Type and State | Construction Laborers | 28.83 | 27.26 | 2018 | https://www.bls.gov/oes/tables.htm
IN | Hourly Wages by Job Type and State | Construction Laborers | 18.45 | 17.51 | 2018 | https://www.bls.gov/oes/tables.htm
KS | Hourly Wages by Job Type and State | Construction Laborers | 17.12 | 15.92 | 2018 | https://www.bls.gov/oes/tables.htm
KY | Hourly Wages by Job Type and State | Construction Laborers | 17.38 | 16.16 | 2018 | https://www.bls.gov/oes/tables.htm
LA | Hourly Wages by Job Type and State | Construction Laborers | 16.89 | 16.07 | 2018 | https://www.bls.gov/oes/tables.htm
MA | Hourly Wages by Job Type and State | Construction Laborers | 25.38 | 23.57 | 2018 | https://www.bls.gov/oes/tables.htm
MD | Hourly Wages by Job Type and State | Construction Laborers | 16.55 | 16.15 | 2018 | https://www.bls.gov/oes/tables.htm
ME | Hourly Wages by Job Type and State | Construction Laborers | 15.84 | 15.43 | 2018 | https://www.bls.gov/oes/tables.htm
MI | Hourly Wages by Job Type and State | Construction Laborers | 19.09 | 18.04 | 2018 | https://www.bls.gov/oes/tables.htm
MN | Hourly Wages by Job Type and State | Construction Laborers | 25.07 | 23.64 | 2018 | https://www.bls.gov/oes/tables.htm
MO | Hourly Wages by Job Type and State | Construction Laborers | 22.73 | 20.47 | 2018 | https://www.bls.gov/oes/tables.htm
MS | Hourly Wages by Job Type and State | Construction Laborers | 14.62 | 13.81 | 2018 | https://www.bls.gov/oes/tables.htm
MT | Hourly Wages by Job Type and State | Construction Laborers | 17.95 | 17.62 | 2018 | https://www.bls.gov/oes/tables.htm
NC | Hourly Wages by Job Type and State | Construction Laborers | 14.56 | 14.29 | 2018 | https://www.bls.gov/oes/tables.htm
ND | Hourly Wages by Job Type and State | Construction Laborers | 20.19 | 19.5 | 2018 | https://www.bls.gov/oes/tables.htm
NE | Hourly Wages by Job Type and State | Construction Laborers | 16.66 | 16.09 | 2018 | https://www.bls.gov/oes/tables.htm
NH | Hourly Wages by Job Type and State | Construction Laborers | 18.5 | 17.62 | 2018 | https://www.bls.gov/oes/tables.htm
NJ | Hourly Wages by Job Type and State | Construction Laborers | 25.74 | 22.68 | 2018 | https://www.bls.gov/oes/tables.htm
NM | Hourly Wages by Job Type and State | Construction Laborers | 15.42 | 14.8 | 2018 | https://www.bls.gov/oes/tables.htm
NV | Hourly Wages by Job Type and State | Construction Laborers | 17.84 | 16.6 | 2018 | https://www.bls.gov/oes/tables.htm
NY | Hourly Wages by Job Type and State | Construction Laborers | 24.87 | 21.38 | 2018 | https://www.bls.gov/oes/tables.htm
OH | Hourly Wages by Job Type and State | Construction Laborers | 21.17 | 19.22 | 2018 | https://www.bls.gov/oes/tables.htm
OK | Hourly Wages by Job Type and State | Construction Laborers | 15.02 | 14.66 | 2018 | https://www.bls.gov/oes/tables.htm
OR | Hourly Wages by Job Type and State | Construction Laborers | 19.75 | 18.27 | 2018 | https://www.bls.gov/oes/tables.htm
PA | Hourly Wages by Job Type and State | Construction Laborers | 19.84 | 18.19 | 2018 | https://www.bls.gov/oes/tables.htm
PR | Hourly Wages by Job Type and State | Construction Laborers | 9.06 | 8.72 | 2018 | https://www.bls.gov/oes/tables.htm
RI | Hourly Wages by Job Type and State | Construction Laborers | 22.61 | 21.25 | 2018 | https://www.bls.gov/oes/tables.htm
SC | Hourly Wages by Job Type and State | Construction Laborers | 14.95 | 14.1 | 2018 | https://www.bls.gov/oes/tables.htm
SD | Hourly Wages by Job Type and State | Construction Laborers | 14.76 | 14.3 | 2018 | https://www.bls.gov/oes/tables.htm
TN | Hourly Wages by Job Type and State | Construction Laborers | 15.36 | 14.73 | 2018 | https://www.bls.gov/oes/tables.htm
TX | Hourly Wages by Job Type and State | Construction Laborers | 15.69 | 14.99 | 2018 | https://www.bls.gov/oes/tables.htm
US | Hourly Wages by Job Type and State | Construction Laborers | 18.5337 | 17.5152 | 2018 | https://www.bls.gov/oes/tables.htm
UT | Hourly Wages by Job Type and State | Construction Laborers | 16.19 | 15.77 | 2018 | https://www.bls.gov/oes/tables.htm
VA | Hourly Wages by Job Type and State | Construction Laborers | 15.36 | 14.85 | 2018 | https://www.bls.gov/oes/tables.htm
VI | Hourly Wages by Job Type and State | Construction Laborers | 17.02 | 15.86 | 2018 | https://www.bls.gov/oes/tables.htm
VT | Hourly Wages by Job Type and State | Construction Laborers | 17.37 | 16.89 | 2018 | https://www.bls.gov/oes/tables.htm
WA | Hourly Wages by Job Type and State | Construction Laborers | 23.11 | 21.43 | 2018 | https://www.bls.gov/oes/tables.htm
WI | Hourly Wages by Job Type and State | Construction Laborers | 21.11 | 19.69 | 2018 | https://www.bls.gov/oes/tables.htm
WV | Hourly Wages by Job Type and State | Construction Laborers | 17.52 | 15.82 | 2018 | https://www.bls.gov/oes/tables.htm
WY | Hourly Wages by Job Type and State | Construction Laborers | 17.38 | 17.14 | 2018 | https://www.bls.gov/oes/tables.htm
AK | Hourly Wages by Job Type and State | Electrical Engineers | 57.27 | 53.41 | 2018 | https://www.bls.gov/oes/tables.htm
AL | Hourly Wages by Job Type and State | Electrical Engineers | 46.78 | 45.35 | 2018 | https://www.bls.gov/oes/tables.htm
AR | Hourly Wages by Job Type and State | Electrical Engineers | 39.52 | 38.22 | 2018 | https://www.bls.gov/oes/tables.htm
AZ | Hourly Wages by Job Type and State | Electrical Engineers | 51.09 | 49.42 | 2018 | https://www.bls.gov/oes/tables.htm
CA | Hourly Wages by Job Type and State | Electrical Engineers | 54.89 | 52.97 | 2018 | https://www.bls.gov/oes/tables.htm
CO | Hourly Wages by Job Type and State | Electrical Engineers | 48.34 | 46.83 | 2018 | https://www.bls.gov/oes/tables.htm
CT | Hourly Wages by Job Type and State | Electrical Engineers | 47.26 | 45.66 | 2018 | https://www.bls.gov/oes/tables.htm
DC | Hourly Wages by Job Type and State | Electrical Engineers | 56.73 | 55.56 | 2018 | https://www.bls.gov/oes/tables.htm
DE | Hourly Wages by Job Type and State | Electrical Engineers | 52.35 | 50.69 | 2018 | https://www.bls.gov/oes/tables.htm
FL | Hourly Wages by Job Type and State | Electrical Engineers | 45.31 | 43.59 | 2018 | https://www.bls.gov/oes/tables.htm
GA | Hourly Wages by Job Type and State | Electrical Engineers | 42.24 | 40.74 | 2018 | https://www.bls.gov/oes/tables.htm
GU | Hourly Wages by Job Type and State | Electrical Engineers | 30.99 | 29.94 | 2018 | https://www.bls.gov/oes/tables.htm
HI | Hourly Wages by Job Type and State | Electrical Engineers | 43.14 | 43.78 | 2018 | https://www.bls.gov/oes/tables.htm
IA | Hourly Wages by Job Type and State | Electrical Engineers | 42.16 | 41.19 | 2018 | https://www.bls.gov/oes/tables.htm
ID | Hourly Wages by Job Type and State | Electrical Engineers | 44.75 | 44.09 | 2018 | https://www.bls.gov/oes/tables.htm
IL | Hourly Wages by Job Type and State | Electrical Engineers | 45.53 | 44.51 | 2018 | https://www.bls.gov/oes/tables.htm
IN | Hourly Wages by Job Type and State | Electrical Engineers | 41.4 | 39.06 | 2018 | https://www.bls.gov/oes/tables.htm
KS | Hourly Wages by Job Type and State | Electrical Engineers | 43.69 | 41.33 | 2018 | https://www.bls.gov/oes/tables.htm
KY | Hourly Wages by Job Type and State | Electrical Engineers | 43.16 | 41.69 | 2018 | https://www.bls.gov/oes/tables.htm
LA | Hourly Wages by Job Type and State | Electrical Engineers | 45.24 | 43.75 | 2018 | https://www.bls.gov/oes/tables.htm
MA | Hourly Wages by Job Type and State | Electrical Engineers | 54.77 | 54.45 | 2018 | https://www.bls.gov/oes/tables.htm
MD | Hourly Wages by Job Type and State | Electrical Engineers | 56.04 | 50.81 | 2018 | https://www.bls.gov/oes/tables.htm
ME | Hourly Wages by Job Type and State | Electrical Engineers | 43.2 | 40.9 | 2018 | https://www.bls.gov/oes/tables.htm
MI | Hourly Wages by Job Type and State | Electrical Engineers | 43.61 | 42.76 | 2018 | https://www.bls.gov/oes/tables.htm
MN | Hourly Wages by Job Type and State | Electrical Engineers | 47.17 | 45.85 | 2018 | https://www.bls.gov/oes/tables.htm
MO | Hourly Wages by Job Type and State | Electrical Engineers | 46.99 | 44.21 | 2018 | https://www.bls.gov/oes/tables.htm
MS | Hourly Wages by Job Type and State | Electrical Engineers | 45.07 | 43.16 | 2018 | https://www.bls.gov/oes/tables.htm
MT | Hourly Wages by Job Type and State | Electrical Engineers | 44.29 | 42.58 | 2018 | https://www.bls.gov/oes/tables.htm
NC | Hourly Wages by Job Type and State | Electrical Engineers | 46.87 | 44.08 | 2018 | https://www.bls.gov/oes/tables.htm
ND | Hourly Wages by Job Type and State | Electrical Engineers | 43.12 | 42.47 | 2018 | https://www.bls.gov/oes/tables.htm
NE | Hourly Wages by Job Type and State | Electrical Engineers | 43.36 | 43.75 | 2018 | https://www.bls.gov/oes/tables.htm
NH | Hourly Wages by Job Type and State | Electrical Engineers | 51.82 | 49.93 | 2018 | https://www.bls.gov/oes/tables.htm
NJ | Hourly Wages by Job Type and State | Electrical Engineers | 56.79 | 52.15 | 2018 | https://www.bls.gov/oes/tables.htm
NM | Hourly Wages by Job Type and State | Electrical Engineers | 54.35 | 53.8 | 2018 | https://www.bls.gov/oes/tables.htm
NV | Hourly Wages by Job Type and State | Electrical Engineers | 44.49 | 42.93 | 2018 | https://www.bls.gov/oes/tables.htm
NY | Hourly Wages by Job Type and State | Electrical Engineers | 49.87 | 47.8 | 2018 | https://www.bls.gov/oes/tables.htm
OH | Hourly Wages by Job Type and State | Electrical Engineers | 41.02 | 40.28 | 2018 | https://www.bls.gov/oes/tables.htm
OK | Hourly Wages by Job Type and State | Electrical Engineers | 47.57 | 46.08 | 2018 | https://www.bls.gov/oes/tables.htm
OR | Hourly Wages by Job Type and State | Electrical Engineers | 43.34 | 42.73 | 2018 | https://www.bls.gov/oes/tables.htm
PA | Hourly Wages by Job Type and State | Electrical Engineers | 45.61 | 44.09 | 2018 | https://www.bls.gov/oes/tables.htm
PR | Hourly Wages by Job Type and State | Electrical Engineers | 27.73 | 24.76 | 2018 | https://www.bls.gov/oes/tables.htm
RI | Hourly Wages by Job Type and State | Electrical Engineers | 53.06 | 50.67 | 2018 | https://www.bls.gov/oes/tables.htm
SC | Hourly Wages by Job Type and State | Electrical Engineers | 43.34 | 41.86 | 2018 | https://www.bls.gov/oes/tables.htm
SD | Hourly Wages by Job Type and State | Electrical Engineers | 40.73 | 39 | 2018 | https://www.bls.gov/oes/tables.htm
TN | Hourly Wages by Job Type and State | Electrical Engineers | 44.8 | 43.71 | 2018 | https://www.bls.gov/oes/tables.htm
TX | Hourly Wages by Job Type and State | Electrical Engineers | 51.08 | 47.92 | 2018 | https://www.bls.gov/oes/tables.htm
US | Hourly Wages by Job Type and State | Electrical Engineers | 46.5796 | 44.8651 | 2018 | https://www.bls.gov/oes/tables.htm
UT | Hourly Wages by Job Type and State | Electrical Engineers | 45.29 | 43.97 | 2018 | https://www.bls.gov/oes/tables.htm
VA | Hourly Wages by Job Type and State | Electrical Engineers | 52.74 | 50.15 | 2018 | https://www.bls.gov/oes/tables.htm
VT | Hourly Wages by Job Type and State | Electrical Engineers | 55.51 | 48.7 | 2018 | https://www.bls.gov/oes/tables.htm
WA | Hourly Wages by Job Type and State | Electrical Engineers | 54.59 | 53.71 | 2018 | https://www.bls.gov/oes/tables.htm
WI | Hourly Wages by Job Type and State | Electrical Engineers | 41.35 | 39.75 | 2018 | https://www.bls.gov/oes/tables.htm
WV | Hourly Wages by Job Type and State | Electrical Engineers | 42.62 | 42.78 | 2018 | https://www.bls.gov/oes/tables.htm
WY | Hourly Wages by Job Type and State | Electrical Engineers | 44.69 | 44.28 | 2018 | https://www.bls.gov/oes/tables.htm
AK | Hourly Wages by Job Type and State | Electricians | 36.7 | 36.75 | 2018 | https://www.bls.gov/oes/tables.htm
AL | Hourly Wages by Job Type and State | Electricians | 22.88 | 22.08 | 2018 | https://www.bls.gov/oes/tables.htm
AR | Hourly Wages by Job Type and State | Electricians | 20.98 | 20.74 | 2018 | https://www.bls.gov/oes/tables.htm
AZ | Hourly Wages by Job Type and State | Electricians | 23.05 | 22.41 | 2018 | https://www.bls.gov/oes/tables.htm
CA | Hourly Wages by Job Type and State | Electricians | 33.33 | 30.89 | 2018 | https://www.bls.gov/oes/tables.htm
CO | Hourly Wages by Job Type and State | Electricians | 26.68 | 26.43 | 2018 | https://www.bls.gov/oes/tables.htm
CT | Hourly Wages by Job Type and State | Electricians | 28.61 | 28.31 | 2018 | https://www.bls.gov/oes/tables.htm
DC | Hourly Wages by Job Type and State | Electricians | 36.55 | 37.63 | 2018 | https://www.bls.gov/oes/tables.htm
DE | Hourly Wages by Job Type and State | Electricians | 28.31 | 27.37 | 2018 | https://www.bls.gov/oes/tables.htm
FL | Hourly Wages by Job Type and State | Electricians | 21.75 | 20.47 | 2018 | https://www.bls.gov/oes/tables.htm
GA | Hourly Wages by Job Type and State | Electricians | 24.3 | 23.46 | 2018 | https://www.bls.gov/oes/tables.htm
GU | Hourly Wages by Job Type and State | Electricians | 18.52 | 18.05 | 2018 | https://www.bls.gov/oes/tables.htm
HI | Hourly Wages by Job Type and State | Electricians | 36.45 | 35.64 | 2018 | https://www.bls.gov/oes/tables.htm
IA | Hourly Wages by Job Type and State | Electricians | 25.65 | 25.96 | 2018 | https://www.bls.gov/oes/tables.htm
ID | Hourly Wages by Job Type and State | Electricians | 24.12 | 24.33 | 2018 | https://www.bls.gov/oes/tables.htm
IL | Hourly Wages by Job Type and State | Electricians | 36.45 | 38.35 | 2018 | https://www.bls.gov/oes/tables.htm
IN | Hourly Wages by Job Type and State | Electricians | 28.4 | 27.4 | 2018 | https://www.bls.gov/oes/tables.htm
KS | Hourly Wages by Job Type and State | Electricians | 26.41 | 25.37 | 2018 | https://www.bls.gov/oes/tables.htm
KY | Hourly Wages by Job Type and State | Electricians | 25.51 | 25.07 | 2018 | https://www.bls.gov/oes/tables.htm
LA | Hourly Wages by Job Type and State | Electricians | 25.1 | 24.27 | 2018 | https://www.bls.gov/oes/tables.htm
MA | Hourly Wages by Job Type and State | Electricians | 32.71 | 31.02 | 2018 | https://www.bls.gov/oes/tables.htm
MD | Hourly Wages by Job Type and State | Electricians | 27.38 | 26.04 | 2018 | https://www.bls.gov/oes/tables.htm
ME | Hourly Wages by Job Type and State | Electricians | 25.8 | 26.37 | 2018 | https://www.bls.gov/oes/tables.htm
MI | Hourly Wages by Job Type and State | Electricians | 28.41 | 28.82 | 2018 | https://www.bls.gov/oes/tables.htm
MN | Hourly Wages by Job Type and State | Electricians | 33.85 | 34.25 | 2018 | https://www.bls.gov/oes/tables.htm
MO | Hourly Wages by Job Type and State | Electricians | 29.26 | 30.43 | 2018 | https://www.bls.gov/oes/tables.htm
MS | Hourly Wages by Job Type and State | Electricians | 23.82 | 24.23 | 2018 | https://www.bls.gov/oes/tables.htm
MT | Hourly Wages by Job Type and State | Electricians | 28.36 | 28.02 | 2018 | https://www.bls.gov/oes/tables.htm
NC | Hourly Wages by Job Type and State | Electricians | 21.22 | 20.73 | 2018 | https://www.bls.gov/oes/tables.htm
ND | Hourly Wages by Job Type and State | Electricians | 30.42 | 29.1 | 2018 | https://www.bls.gov/oes/tables.htm
NE | Hourly Wages by Job Type and State | Electricians | 24.26 | 23.08 | 2018 | https://www.bls.gov/oes/tables.htm
NH | Hourly Wages by Job Type and State | Electricians | 26.26 | 26.18 | 2018 | https://www.bls.gov/oes/tables.htm
NJ | Hourly Wages by Job Type and State | Electricians | 34.45 | 30.91 | 2018 | https://www.bls.gov/oes/tables.htm
NM | Hourly Wages by Job Type and State | Electricians | 24.54 | 23.51 | 2018 | https://www.bls.gov/oes/tables.htm
NV | Hourly Wages by Job Type and State | Electricians | 30.01 | 28.47 | 2018 | https://www.bls.gov/oes/tables.htm
NY | Hourly Wages by Job Type and State | Electricians | 37.41 | 34.13 | 2018 | https://www.bls.gov/oes/tables.htm
OH | Hourly Wages by Job Type and State | Electricians | 25.54 | 25.08 | 2018 | https://www.bls.gov/oes/tables.htm
OK | Hourly Wages by Job Type and State | Electricians | 25.5 | 23.62 | 2018 | https://www.bls.gov/oes/tables.htm
OR | Hourly Wages by Job Type and State | Electricians | 33.33 | 34.12 | 2018 | https://www.bls.gov/oes/tables.htm
PA | Hourly Wages by Job Type and State | Electricians | 31.68 | 29.11 | 2018 | https://www.bls.gov/oes/tables.htm
PR | Hourly Wages by Job Type and State | Electricians | 13.99 | 12.2 | 2018 | https://www.bls.gov/oes/tables.htm
RI | Hourly Wages by Job Type and State | Electricians | 27.7 | 28.4 | 2018 | https://www.bls.gov/oes/tables.htm
SC | Hourly Wages by Job Type and State | Electricians | 21.5 | 21.02 | 2018 | https://www.bls.gov/oes/tables.htm
SD | Hourly Wages by Job Type and State | Electricians | 21.87 | 21.42 | 2018 | https://www.bls.gov/oes/tables.htm
TN | Hourly Wages by Job Type and State | Electricians | 24.33 | 23.68 | 2018 | https://www.bls.gov/oes/tables.htm
TX | Hourly Wages by Job Type and State | Electricians | 24.51 | 23.76 | 2018 | https://www.bls.gov/oes/tables.htm
US | Hourly Wages by Job Type and State | Electricians | 27.3428 | 26.7239 | 2018 | https://www.bls.gov/oes/tables.htm
UT | Hourly Wages by Job Type and State | Electricians | 26.02 | 26.65 | 2018 | https://www.bls.gov/oes/tables.htm
VA | Hourly Wages by Job Type and State | Electricians | 24.66 | 23.39 | 2018 | https://www.bls.gov/oes/tables.htm
VI | Hourly Wages by Job Type and State | Electricians | 27.08 | 24.32 | 2018 | https://www.bls.gov/oes/tables.htm
VT | Hourly Wages by Job Type and State | Electricians | 24.73 | 24.45 | 2018 | https://www.bls.gov/oes/tables.htm
WA | Hourly Wages by Job Type and State | Electricians | 33 | 31.56 | 2018 | https://www.bls.gov/oes/tables.htm
WI | Hourly Wages by Job Type and State | Electricians | 28.91 | 29.63 | 2018 | https://www.bls.gov/oes/tables.htm
WV | Hourly Wages by Job Type and State | Electricians | 25.69 | 26.02 | 2018 | https://www.bls.gov/oes/tables.htm
WY | Hourly Wages by Job Type and State | Electricians | 28.56 | 28.39 | 2018 | https://www.bls.gov/oes/tables.htm
AK | Hourly Wages by Job Type and State | Construction Laborers | 24.25 | 23.41 | 2017 | https://www.bls.gov/oes/tables.htm
AL | Hourly Wages by Job Type and State | Construction Laborers | 14.12 | 13.56 | 2017 | https://www.bls.gov/oes/tables.htm
AR | Hourly Wages by Job Type and State | Construction Laborers | 13.24 | 12.68 | 2017 | https://www.bls.gov/oes/tables.htm
AZ | Hourly Wages by Job Type and State | Construction Laborers | 16.03 | 15.26 | 2017 | https://www.bls.gov/oes/tables.htm
CA | Hourly Wages by Job Type and State | Construction Laborers | 22.46 | 19.8 | 2017 | https://www.bls.gov/oes/tables.htm
CO | Hourly Wages by Job Type and State | Construction Laborers | 17.07 | 16.75 | 2017 | https://www.bls.gov/oes/tables.htm
CT | Hourly Wages by Job Type and State | Construction Laborers | 22.55 | 21.77 | 2017 | https://www.bls.gov/oes/tables.htm
DC | Hourly Wages by Job Type and State | Construction Laborers | 20.24 | 18.32 | 2017 | https://www.bls.gov/oes/tables.htm
DE | Hourly Wages by Job Type and State | Construction Laborers | 16.61 | 16.6 | 2017 | https://www.bls.gov/oes/tables.htm
FL | Hourly Wages by Job Type and State | Construction Laborers | 14.4 | 13.79 | 2017 | https://www.bls.gov/oes/tables.htm
GA | Hourly Wages by Job Type and State | Construction Laborers | 16.17 | 14.56 | 2017 | https://www.bls.gov/oes/tables.htm
GU | Hourly Wages by Job Type and State | Construction Laborers | 10.99 | 10.41 | 2017 | https://www.bls.gov/oes/tables.htm
HI | Hourly Wages by Job Type and State | Construction Laborers | 27.04 | 27.39 | 2017 | https://www.bls.gov/oes/tables.htm
IA | Hourly Wages by Job Type and State | Construction Laborers | 17.82 | 17.04 | 2017 | https://www.bls.gov/oes/tables.htm
ID | Hourly Wages by Job Type and State | Construction Laborers | 15.19 | 14.2 | 2017 | https://www.bls.gov/oes/tables.htm
IL | Hourly Wages by Job Type and State | Construction Laborers | 27.55 | 25.79 | 2017 | https://www.bls.gov/oes/tables.htm
IN | Hourly Wages by Job Type and State | Construction Laborers | 18.42 | 17.51 | 2017 | https://www.bls.gov/oes/tables.htm
KS | Hourly Wages by Job Type and State | Construction Laborers | 17.08 | 15.72 | 2017 | https://www.bls.gov/oes/tables.htm
KY | Hourly Wages by Job Type and State | Construction Laborers | 16.53 | 15.35 | 2017 | https://www.bls.gov/oes/tables.htm
LA | Hourly Wages by Job Type and State | Construction Laborers | 16.4 | 15.25 | 2017 | https://www.bls.gov/oes/tables.htm
MA | Hourly Wages by Job Type and State | Construction Laborers | 25.59 | 23.27 | 2017 | https://www.bls.gov/oes/tables.htm
MD | Hourly Wages by Job Type and State | Construction Laborers | 16.2 | 15.78 | 2017 | https://www.bls.gov/oes/tables.htm
ME | Hourly Wages by Job Type and State | Construction Laborers | 15.26 | 14.77 | 2017 | https://www.bls.gov/oes/tables.htm
MI | Hourly Wages by Job Type and State | Construction Laborers | 18.56 | 17.61 | 2017 | https://www.bls.gov/oes/tables.htm
MN | Hourly Wages by Job Type and State | Construction Laborers | 23.87 | 22.37 | 2017 | https://www.bls.gov/oes/tables.htm
MO | Hourly Wages by Job Type and State | Construction Laborers | 21.9 | 19.18 | 2017 | https://www.bls.gov/oes/tables.htm
MS | Hourly Wages by Job Type and State | Construction Laborers | 14.16 | 13.57 | 2017 | https://www.bls.gov/oes/tables.htm
MT | Hourly Wages by Job Type and State | Construction Laborers | 17.99 | 17.54 | 2017 | https://www.bls.gov/oes/tables.htm
NC | Hourly Wages by Job Type and State | Construction Laborers | 14.28 | 14 | 2017 | https://www.bls.gov/oes/tables.htm
ND | Hourly Wages by Job Type and State | Construction Laborers | 19.56 | 18.73 | 2017 | https://www.bls.gov/oes/tables.htm
NE | Hourly Wages by Job Type and State | Construction Laborers | 15.7 | 14.81 | 2017 | https://www.bls.gov/oes/tables.htm
NH | Hourly Wages by Job Type and State | Construction Laborers | 17.64 | 17.22 | 2017 | https://www.bls.gov/oes/tables.htm
NJ | Hourly Wages by Job Type and State | Construction Laborers | 25.11 | 22.93 | 2017 | https://www.bls.gov/oes/tables.htm
NM | Hourly Wages by Job Type and State | Construction Laborers | 14.89 | 14.37 | 2017 | https://www.bls.gov/oes/tables.htm
NV | Hourly Wages by Job Type and State | Construction Laborers | 18.01 | 16.7 | 2017 | https://www.bls.gov/oes/tables.htm
NY | Hourly Wages by Job Type and State | Construction Laborers | 23.77 | 20.44 | 2017 | https://www.bls.gov/oes/tables.htm
OH | Hourly Wages by Job Type and State | Construction Laborers | 20.27 | 18.75 | 2017 | https://www.bls.gov/oes/tables.htm
OK | Hourly Wages by Job Type and State | Construction Laborers | 14.96 | 14.57 | 2017 | https://www.bls.gov/oes/tables.htm
OR | Hourly Wages by Job Type and State | Construction Laborers | 18.83 | 17.29 | 2017 | https://www.bls.gov/oes/tables.htm
PA | Hourly Wages by Job Type and State | Construction Laborers | 18.84 | 17.4 | 2017 | https://www.bls.gov/oes/tables.htm
PR | Hourly Wages by Job Type and State | Construction Laborers | 8.91 | 8.69 | 2017 | https://www.bls.gov/oes/tables.htm
RI | Hourly Wages by Job Type and State | Construction Laborers | 21.21 | 19.39 | 2017 | https://www.bls.gov/oes/tables.htm
SC | Hourly Wages by Job Type and State | Construction Laborers | 14.5 | 13.59 | 2017 | https://www.bls.gov/oes/tables.htm
SD | Hourly Wages by Job Type and State | Construction Laborers | 15.08 | 14.44 | 2017 | https://www.bls.gov/oes/tables.htm
TN | Hourly Wages by Job Type and State | Construction Laborers | 14.67 | 14.15 | 2017 | https://www.bls.gov/oes/tables.htm
TX | Hourly Wages by Job Type and State | Construction Laborers | 15.02 | 14.28 | 2017 | https://www.bls.gov/oes/tables.htm
US | Hourly Wages by Job Type and State | Construction Laborers | 17.9339 | 16.8981 | 2017 | https://www.bls.gov/oes/tables.htm
UT | Hourly Wages by Job Type and State | Construction Laborers | 15.24 | 14.75 | 2017 | https://www.bls.gov/oes/tables.htm
VA | Hourly Wages by Job Type and State | Construction Laborers | 14.66 | 14.15 | 2017 | https://www.bls.gov/oes/tables.htm
VI | Hourly Wages by Job Type and State | Construction Laborers | 16.05 | 14.99 | 2017 | https://www.bls.gov/oes/tables.htm
VT | Hourly Wages by Job Type and State | Construction Laborers | 16.46 | 15.98 | 2017 | https://www.bls.gov/oes/tables.htm
WA | Hourly Wages by Job Type and State | Construction Laborers | 22.31 | 20.53 | 2017 | https://www.bls.gov/oes/tables.htm
WI | Hourly Wages by Job Type and State | Construction Laborers | 20.51 | 19.04 | 2017 | https://www.bls.gov/oes/tables.htm
WV | Hourly Wages by Job Type and State | Construction Laborers | 16.97 | 15.14 | 2017 | https://www.bls.gov/oes/tables.htm
WY | Hourly Wages by Job Type and State | Construction Laborers | 17.29 | 16.92 | 2017 | https://www.bls.gov/oes/tables.htm
AK | Hourly Wages by Job Type and State | Electrical Engineers | 55.75 | 52.13 | 2017 | https://www.bls.gov/oes/tables.htm
AL | Hourly Wages by Job Type and State | Electrical Engineers | 47.04 | 45.6 | 2017 | https://www.bls.gov/oes/tables.htm
AR | Hourly Wages by Job Type and State | Electrical Engineers | 40.8 | 38.66 | 2017 | https://www.bls.gov/oes/tables.htm
AZ | Hourly Wages by Job Type and State | Electrical Engineers | 50.64 | 49.61 | 2017 | https://www.bls.gov/oes/tables.htm
CA | Hourly Wages by Job Type and State | Electrical Engineers | 54.39 | 53.31 | 2017 | https://www.bls.gov/oes/tables.htm
CO | Hourly Wages by Job Type and State | Electrical Engineers | 45.84 | 44.05 | 2017 | https://www.bls.gov/oes/tables.htm
CT | Hourly Wages by Job Type and State | Electrical Engineers | 45.25 | 43.78 | 2017 | https://www.bls.gov/oes/tables.htm
DC | Hourly Wages by Job Type and State | Electrical Engineers | 55.92 | 54.92 | 2017 | https://www.bls.gov/oes/tables.htm
DE | Hourly Wages by Job Type and State | Electrical Engineers | 47.42 | 46 | 2017 | https://www.bls.gov/oes/tables.htm
FL | Hourly Wages by Job Type and State | Electrical Engineers | 43.45 | 41.65 | 2017 | https://www.bls.gov/oes/tables.htm
GA | Hourly Wages by Job Type and State | Electrical Engineers | 44.21 | 42.78 | 2017 | https://www.bls.gov/oes/tables.htm
GU | Hourly Wages by Job Type and State | Electrical Engineers | 30.55 | 29.05 | 2017 | https://www.bls.gov/oes/tables.htm
HI | Hourly Wages by Job Type and State | Electrical Engineers | 41.93 | 43.31 | 2017 | https://www.bls.gov/oes/tables.htm
IA | Hourly Wages by Job Type and State | Electrical Engineers | 42.19 | 41.67 | 2017 | https://www.bls.gov/oes/tables.htm
ID | Hourly Wages by Job Type and State | Electrical Engineers | 44.37 | 44.59 | 2017 | https://www.bls.gov/oes/tables.htm
IL | Hourly Wages by Job Type and State | Electrical Engineers | 44.17 | 42.9 | 2017 | https://www.bls.gov/oes/tables.htm
IN | Hourly Wages by Job Type and State | Electrical Engineers | 39.37 | 37.39 | 2017 | https://www.bls.gov/oes/tables.htm
KS | Hourly Wages by Job Type and State | Electrical Engineers | 42.4 | 40.15 | 2017 | https://www.bls.gov/oes/tables.htm
KY | Hourly Wages by Job Type and State | Electrical Engineers | 43.17 | 42.19 | 2017 | https://www.bls.gov/oes/tables.htm
LA | Hourly Wages by Job Type and State | Electrical Engineers | 44.04 | 41.53 | 2017 | https://www.bls.gov/oes/tables.htm
MA | Hourly Wages by Job Type and State | Electrical Engineers | 54.9 | 54.18 | 2017 | https://www.bls.gov/oes/tables.htm
MD | Hourly Wages by Job Type and State | Electrical Engineers | 52.59 | 48.14 | 2017 | https://www.bls.gov/oes/tables.htm
ME | Hourly Wages by Job Type and State | Electrical Engineers | 42.59 | 39.98 | 2017 | https://www.bls.gov/oes/tables.htm
MI | Hourly Wages by Job Type and State | Electrical Engineers | 42.43 | 41.4 | 2017 | https://www.bls.gov/oes/tables.htm
MN | Hourly Wages by Job Type and State | Electrical Engineers | 45.38 | 43.58 | 2017 | https://www.bls.gov/oes/tables.htm
MO | Hourly Wages by Job Type and State | Electrical Engineers | 45.45 | 43.6 | 2017 | https://www.bls.gov/oes/tables.htm
MS | Hourly Wages by Job Type and State | Electrical Engineers | 45.83 | 43.72 | 2017 | https://www.bls.gov/oes/tables.htm
MT | Hourly Wages by Job Type and State | Electrical Engineers | 39.62 | 38.5 | 2017 | https://www.bls.gov/oes/tables.htm
NC | Hourly Wages by Job Type and State | Electrical Engineers | 49.64 | 46.92 | 2017 | https://www.bls.gov/oes/tables.htm
ND | Hourly Wages by Job Type and State | Electrical Engineers | 40.53 | 39.99 | 2017 | https://www.bls.gov/oes/tables.htm
NE | Hourly Wages by Job Type and State | Electrical Engineers | 42.48 | 42.83 | 2017 | https://www.bls.gov/oes/tables.htm
NH | Hourly Wages by Job Type and State | Electrical Engineers | 50.94 | 48.9 | 2017 | https://www.bls.gov/oes/tables.htm
NJ | Hourly Wages by Job Type and State | Electrical Engineers | 51.62 | 49.1 | 2017 | https://www.bls.gov/oes/tables.htm
NM | Hourly Wages by Job Type and State | Electrical Engineers | 48.93 | 48.56 | 2017 | https://www.bls.gov/oes/tables.htm
NV | Hourly Wages by Job Type and State | Electrical Engineers | 46.77 | 44.17 | 2017 | https://www.bls.gov/oes/tables.htm
NY | Hourly Wages by Job Type and State | Electrical Engineers | 48.92 | 47.2 | 2017 | https://www.bls.gov/oes/tables.htm
OH | Hourly Wages by Job Type and State | Electrical Engineers | 40.52 | 39.73 | 2017 | https://www.bls.gov/oes/tables.htm
OK | Hourly Wages by Job Type and State | Electrical Engineers | 44.6 | 42.21 | 2017 | https://www.bls.gov/oes/tables.htm
OR | Hourly Wages by Job Type and State | Electrical Engineers | 45.53 | 43.57 | 2017 | https://www.bls.gov/oes/tables.htm
PA | Hourly Wages by Job Type and State | Electrical Engineers | 45.19 | 43.9 | 2017 | https://www.bls.gov/oes/tables.htm
PR | Hourly Wages by Job Type and State | Electrical Engineers | 28.55 | 25.77 | 2017 | https://www.bls.gov/oes/tables.htm
RI | Hourly Wages by Job Type and State | Electrical Engineers | 50.9 | 51.55 | 2017 | https://www.bls.gov/oes/tables.htm
SC | Hourly Wages by Job Type and State | Electrical Engineers | 42.4 | 40.42 | 2017 | https://www.bls.gov/oes/tables.htm
SD | Hourly Wages by Job Type and State | Electrical Engineers | 38.26 | 36.59 | 2017 | https://www.bls.gov/oes/tables.htm
TN | Hourly Wages by Job Type and State | Electrical Engineers | 43.58 | 42.84 | 2017 | https://www.bls.gov/oes/tables.htm
TX | Hourly Wages by Job Type and State | Electrical Engineers | 50.32 | 47.35 | 2017 | https://www.bls.gov/oes/tables.htm
US | Hourly Wages by Job Type and State | Electrical Engineers | 45.3653 | 43.7702 | 2017 | https://www.bls.gov/oes/tables.htm
UT | Hourly Wages by Job Type and State | Electrical Engineers | 42.28 | 42.31 | 2017 | https://www.bls.gov/oes/tables.htm
VA | Hourly Wages by Job Type and State | Electrical Engineers | 51.01 | 48.16 | 2017 | https://www.bls.gov/oes/tables.htm
VT | Hourly Wages by Job Type and State | Electrical Engineers | 49.02 | 43.36 | 2017 | https://www.bls.gov/oes/tables.htm
WA | Hourly Wages by Job Type and State | Electrical Engineers | 53.06 | 51.72 | 2017 | https://www.bls.gov/oes/tables.htm
WI | Hourly Wages by Job Type and State | Electrical Engineers | 40.54 | 38.8 | 2017 | https://www.bls.gov/oes/tables.htm
WV | Hourly Wages by Job Type and State | Electrical Engineers | 43.96 | 43.65 | 2017 | https://www.bls.gov/oes/tables.htm
WY | Hourly Wages by Job Type and State | Electrical Engineers | 43.12 | 41.85 | 2017 | https://www.bls.gov/oes/tables.htm
AK | Hourly Wages by Job Type and State | Electricians | 37.1 | 36.32 | 2017 | https://www.bls.gov/oes/tables.htm
AL | Hourly Wages by Job Type and State | Electricians | 22.4 | 21.36 | 2017 | https://www.bls.gov/oes/tables.htm
AR | Hourly Wages by Job Type and State | Electricians | 21.17 | 20.93 | 2017 | https://www.bls.gov/oes/tables.htm
AZ | Hourly Wages by Job Type and State | Electricians | 23.64 | 22.7 | 2017 | https://www.bls.gov/oes/tables.htm
CA | Hourly Wages by Job Type and State | Electricians | 33.17 | 30.88 | 2017 | https://www.bls.gov/oes/tables.htm
CO | Hourly Wages by Job Type and State | Electricians | 25.57 | 25.16 | 2017 | https://www.bls.gov/oes/tables.htm
CT | Hourly Wages by Job Type and State | Electricians | 27.49 | 27.62 | 2017 | https://www.bls.gov/oes/tables.htm
DC | Hourly Wages by Job Type and State | Electricians | 37.18 | 37.22 | 2017 | https://www.bls.gov/oes/tables.htm
DE | Hourly Wages by Job Type and State | Electricians | 29.09 | 28.25 | 2017 | https://www.bls.gov/oes/tables.htm
FL | Hourly Wages by Job Type and State | Electricians | 21.28 | 20.18 | 2017 | https://www.bls.gov/oes/tables.htm
GA | Hourly Wages by Job Type and State | Electricians | 23 | 22.08 | 2017 | https://www.bls.gov/oes/tables.htm
GU | Hourly Wages by Job Type and State | Electricians | 18.25 | 17.86 | 2017 | https://www.bls.gov/oes/tables.htm
HI | Hourly Wages by Job Type and State | Electricians | 37.5 | 37.48 | 2017 | https://www.bls.gov/oes/tables.htm
IA | Hourly Wages by Job Type and State | Electricians | 25.47 | 25.74 | 2017 | https://www.bls.gov/oes/tables.htm
ID | Hourly Wages by Job Type and State | Electricians | 23.81 | 23.74 | 2017 | https://www.bls.gov/oes/tables.htm
IL | Hourly Wages by Job Type and State | Electricians | 35.58 | 37.19 | 2017 | https://www.bls.gov/oes/tables.htm
IN | Hourly Wages by Job Type and State | Electricians | 28.29 | 28.23 | 2017 | https://www.bls.gov/oes/tables.htm
KS | Hourly Wages by Job Type and State | Electricians | 27.42 | 26.56 | 2017 | https://www.bls.gov/oes/tables.htm
KY | Hourly Wages by Job Type and State | Electricians | 25.45 | 25.12 | 2017 | https://www.bls.gov/oes/tables.htm
LA | Hourly Wages by Job Type and State | Electricians | 24.56 | 23.99 | 2017 | https://www.bls.gov/oes/tables.htm
MA | Hourly Wages by Job Type and State | Electricians | 31.35 | 30.3 | 2017 | https://www.bls.gov/oes/tables.htm
MD | Hourly Wages by Job Type and State | Electricians | 26.44 | 25.23 | 2017 | https://www.bls.gov/oes/tables.htm
ME | Hourly Wages by Job Type and State | Electricians | 24.38 | 23.89 | 2017 | https://www.bls.gov/oes/tables.htm
MI | Hourly Wages by Job Type and State | Electricians | 27.57 | 27.85 | 2017 | https://www.bls.gov/oes/tables.htm
MN | Hourly Wages by Job Type and State | Electricians | 32.45 | 33.78 | 2017 | https://www.bls.gov/oes/tables.htm
MO | Hourly Wages by Job Type and State | Electricians | 29.63 | 31.13 | 2017 | https://www.bls.gov/oes/tables.htm
MS | Hourly Wages by Job Type and State | Electricians | 23.68 | 24.37 | 2017 | https://www.bls.gov/oes/tables.htm
MT | Hourly Wages by Job Type and State | Electricians | 29.04 | 28.82 | 2017 | https://www.bls.gov/oes/tables.htm
NC | Hourly Wages by Job Type and State | Electricians | 21.14 | 20.48 | 2017 | https://www.bls.gov/oes/tables.htm
ND | Hourly Wages by Job Type and State | Electricians | 30.18 | 28.75 | 2017 | https://www.bls.gov/oes/tables.htm
NE | Hourly Wages by Job Type and State | Electricians | 23.51 | 22.48 | 2017 | https://www.bls.gov/oes/tables.htm
NH | Hourly Wages by Job Type and State | Electricians | 25.69 | 25.71 | 2017 | https://www.bls.gov/oes/tables.htm
NJ | Hourly Wages by Job Type and State | Electricians | 34.06 | 30.01 | 2017 | https://www.bls.gov/oes/tables.htm
NM | Hourly Wages by Job Type and State | Electricians | 24.37 | 23.38 | 2017 | https://www.bls.gov/oes/tables.htm
NV | Hourly Wages by Job Type and State | Electricians | 29.91 | 28.77 | 2017 | https://www.bls.gov/oes/tables.htm
NY | Hourly Wages by Job Type and State | Electricians | 36.77 | 34.26 | 2017 | https://www.bls.gov/oes/tables.htm
OH | Hourly Wages by Job Type and State | Electricians | 24.71 | 24.17 | 2017 | https://www.bls.gov/oes/tables.htm
OK | Hourly Wages by Job Type and State | Electricians | 23.48 | 23.58 | 2017 | https://www.bls.gov/oes/tables.htm
OR | Hourly Wages by Job Type and State | Electricians | 33.23 | 33.61 | 2017 | https://www.bls.gov/oes/tables.htm
PA | Hourly Wages by Job Type and State | Electricians | 29.84 | 27.35 | 2017 | https://www.bls.gov/oes/tables.htm
PR | Hourly Wages by Job Type and State | Electricians | 13.67 | 11.98 | 2017 | https://www.bls.gov/oes/tables.htm
RI | Hourly Wages by Job Type and State | Electricians | 26.78 | 27.42 | 2017 | https://www.bls.gov/oes/tables.htm
SC | Hourly Wages by Job Type and State | Electricians | 21.1 | 20.86 | 2017 | https://www.bls.gov/oes/tables.htm
SD | Hourly Wages by Job Type and State | Electricians | 22.09 | 21.43 | 2017 | https://www.bls.gov/oes/tables.htm
TN | Hourly Wages by Job Type and State | Electricians | 23 | 22.36 | 2017 | https://www.bls.gov/oes/tables.htm
TX | Hourly Wages by Job Type and State | Electricians | 23.7 | 22.78 | 2017 | https://www.bls.gov/oes/tables.htm
US | Hourly Wages by Job Type and State | Electricians | 26.8963 | 26.3519 | 2017 | https://www.bls.gov/oes/tables.htm
UT | Hourly Wages by Job Type and State | Electricians | 25.61 | 26.1 | 2017 | https://www.bls.gov/oes/tables.htm
VA | Hourly Wages by Job Type and State | Electricians | 24.07 | 23.13 | 2017 | https://www.bls.gov/oes/tables.htm
VI | Hourly Wages by Job Type and State | Electricians | 25.24 | 22.78 | 2017 | https://www.bls.gov/oes/tables.htm
VT | Hourly Wages by Job Type and State | Electricians | 24.96 | 24.96 | 2017 | https://www.bls.gov/oes/tables.htm
WA | Hourly Wages by Job Type and State | Electricians | 31.19 | 29.74 | 2017 | https://www.bls.gov/oes/tables.htm
WI | Hourly Wages by Job Type and State | Electricians | 28.16 | 28.61 | 2017 | https://www.bls.gov/oes/tables.htm
WV | Hourly Wages by Job Type and State | Electricians | 26.36 | 26.69 | 2017 | https://www.bls.gov/oes/tables.htm
WY | Hourly Wages by Job Type and State | Electricians | 27.62 | 27.63 | 2017 | https://www.bls.gov/oes/tables.htm
AK | Hourly Wages by Job Type and State | Construction Laborers | 23.88 | 24 | 2016 | https://www.bls.gov/oes/tables.htm
AL | Hourly Wages by Job Type and State | Construction Laborers | 13.74 | 13.11 | 2016 | https://www.bls.gov/oes/tables.htm
AR | Hourly Wages by Job Type and State | Construction Laborers | 12.38 | 11.65 | 2016 | https://www.bls.gov/oes/tables.htm
AZ | Hourly Wages by Job Type and State | Construction Laborers | 15.84 | 15.19 | 2016 | https://www.bls.gov/oes/tables.htm
CA | Hourly Wages by Job Type and State | Construction Laborers | 21.26 | 18.9 | 2016 | https://www.bls.gov/oes/tables.htm
CO | Hourly Wages by Job Type and State | Construction Laborers | 16.52 | 16.27 | 2016 | https://www.bls.gov/oes/tables.htm
CT | Hourly Wages by Job Type and State | Construction Laborers | 21.47 | 20.74 | 2016 | https://www.bls.gov/oes/tables.htm
DC | Hourly Wages by Job Type and State | Construction Laborers | 19.87 | 17.99 | 2016 | https://www.bls.gov/oes/tables.htm
DE | Hourly Wages by Job Type and State | Construction Laborers | 16.57 | 16.57 | 2016 | https://www.bls.gov/oes/tables.htm
FL | Hourly Wages by Job Type and State | Construction Laborers | 14 | 13.38 | 2016 | https://www.bls.gov/oes/tables.htm
GA | Hourly Wages by Job Type and State | Construction Laborers | 15.69 | 14.09 | 2016 | https://www.bls.gov/oes/tables.htm
GU | Hourly Wages by Job Type and State | Construction Laborers | 11 | 10.42 | 2016 | https://www.bls.gov/oes/tables.htm
HI | Hourly Wages by Job Type and State | Construction Laborers | 27.01 | 28.05 | 2016 | https://www.bls.gov/oes/tables.htm
IA | Hourly Wages by Job Type and State | Construction Laborers | 17.23 | 16.32 | 2016 | https://www.bls.gov/oes/tables.htm
ID | Hourly Wages by Job Type and State | Construction Laborers | 14.41 | 13.92 | 2016 | https://www.bls.gov/oes/tables.htm
IL | Hourly Wages by Job Type and State | Construction Laborers | 27.01 | 26.68 | 2016 | https://www.bls.gov/oes/tables.htm
IN | Hourly Wages by Job Type and State | Construction Laborers | 18.57 | 17.77 | 2016 | https://www.bls.gov/oes/tables.htm
KS | Hourly Wages by Job Type and State | Construction Laborers | 16.29 | 15.09 | 2016 | https://www.bls.gov/oes/tables.htm
KY | Hourly Wages by Job Type and State | Construction Laborers | 15.97 | 15.01 | 2016 | https://www.bls.gov/oes/tables.htm
LA | Hourly Wages by Job Type and State | Construction Laborers | 15.07 | 14.11 | 2016 | https://www.bls.gov/oes/tables.htm
MA | Hourly Wages by Job Type and State | Construction Laborers | 25.84 | 24.11 | 2016 | https://www.bls.gov/oes/tables.htm
MD | Hourly Wages by Job Type and State | Construction Laborers | 15.96 | 15.67 | 2016 | https://www.bls.gov/oes/tables.htm
ME | Hourly Wages by Job Type and State | Construction Laborers | 14.93 | 14.51 | 2016 | https://www.bls.gov/oes/tables.htm
MI | Hourly Wages by Job Type and State | Construction Laborers | 18.31 | 17.17 | 2016 | https://www.bls.gov/oes/tables.htm
MN | Hourly Wages by Job Type and State | Construction Laborers | 22.88 | 20.95 | 2016 | https://www.bls.gov/oes/tables.htm
MO | Hourly Wages by Job Type and State | Construction Laborers | 20.51 | 18.45 | 2016 | https://www.bls.gov/oes/tables.htm
MS | Hourly Wages by Job Type and State | Construction Laborers | 13.92 | 13.18 | 2016 | https://www.bls.gov/oes/tables.htm
MT | Hourly Wages by Job Type and State | Construction Laborers | 18.06 | 17.3 | 2016 | https://www.bls.gov/oes/tables.htm
NC | Hourly Wages by Job Type and State | Construction Laborers | 13.5 | 13.17 | 2016 | https://www.bls.gov/oes/tables.htm
ND | Hourly Wages by Job Type and State | Construction Laborers | 19.1 | 18.27 | 2016 | https://www.bls.gov/oes/tables.htm
NE | Hourly Wages by Job Type and State | Construction Laborers | 14.5 | 14.02 | 2016 | https://www.bls.gov/oes/tables.htm
NH | Hourly Wages by Job Type and State | Construction Laborers | 17.16 | 16.86 | 2016 | https://www.bls.gov/oes/tables.htm
NJ | Hourly Wages by Job Type and State | Construction Laborers | 24.05 | 22 | 2016 | https://www.bls.gov/oes/tables.htm
NM | Hourly Wages by Job Type and State | Construction Laborers | 14.3 | 13.99 | 2016 | https://www.bls.gov/oes/tables.htm
NV | Hourly Wages by Job Type and State | Construction Laborers | 18.9 | 17.15 | 2016 | https://www.bls.gov/oes/tables.htm
NY | Hourly Wages by Job Type and State | Construction Laborers | 23.11 | 19.31 | 2016 | https://www.bls.gov/oes/tables.htm
OH | Hourly Wages by Job Type and State | Construction Laborers | 19.2 | 17.88 | 2016 | https://www.bls.gov/oes/tables.htm
OK | Hourly Wages by Job Type and State | Construction Laborers | 14.19 | 13.78 | 2016 | https://www.bls.gov/oes/tables.htm
OR | Hourly Wages by Job Type and State | Construction Laborers | 18.13 | 16.49 | 2016 | https://www.bls.gov/oes/tables.htm
PA | Hourly Wages by Job Type and State | Construction Laborers | 18.61 | 17.15 | 2016 | https://www.bls.gov/oes/tables.htm
PR | Hourly Wages by Job Type and State | Construction Laborers | 8.93 | 8.66 | 2016 | https://www.bls.gov/oes/tables.htm
RI | Hourly Wages by Job Type and State | Construction Laborers | 20.45 | 18.68 | 2016 | https://www.bls.gov/oes/tables.htm
SC | Hourly Wages by Job Type and State | Construction Laborers | 14.31 | 13.47 | 2016 | https://www.bls.gov/oes/tables.htm
SD | Hourly Wages by Job Type and State | Construction Laborers | 14.02 | 13.61 | 2016 | https://www.bls.gov/oes/tables.htm
TN | Hourly Wages by Job Type and State | Construction Laborers | 14.25 | 13.81 | 2016 | https://www.bls.gov/oes/tables.htm
TX | Hourly Wages by Job Type and State | Construction Laborers | 14.62 | 13.84 | 2016 | https://www.bls.gov/oes/tables.htm
US | Hourly Wages by Job Type and State | Construction Laborers | 17.4024 | 16.4696 | 2016 | https://www.bls.gov/oes/tables.htm
UT | Hourly Wages by Job Type and State | Construction Laborers | 14.8 | 14.3 | 2016 | https://www.bls.gov/oes/tables.htm
VA | Hourly Wages by Job Type and State | Construction Laborers | 14.31 | 13.82 | 2016 | https://www.bls.gov/oes/tables.htm
VI | Hourly Wages by Job Type and State | Construction Laborers | 14.31 | 14.13 | 2016 | https://www.bls.gov/oes/tables.htm
VT | Hourly Wages by Job Type and State | Construction Laborers | 15.94 | 14.95 | 2016 | https://www.bls.gov/oes/tables.htm
WA | Hourly Wages by Job Type and State | Construction Laborers | 22 | 19.56 | 2016 | https://www.bls.gov/oes/tables.htm
WI | Hourly Wages by Job Type and State | Construction Laborers | 19.93 | 18.7 | 2016 | https://www.bls.gov/oes/tables.htm
WV | Hourly Wages by Job Type and State | Construction Laborers | 16.47 | 14.78 | 2016 | https://www.bls.gov/oes/tables.htm
WY | Hourly Wages by Job Type and State | Construction Laborers | 16.45 | 16.38 | 2016 | https://www.bls.gov/oes/tables.htm
AK | Hourly Wages by Job Type and State | Electrical Engineers | 58.68 | 56.08 | 2016 | https://www.bls.gov/oes/tables.htm
AL | Hourly Wages by Job Type and State | Electrical Engineers | 46.62 | 45.16 | 2016 | https://www.bls.gov/oes/tables.htm
AR | Hourly Wages by Job Type and State | Electrical Engineers | 39.63 | 38.31 | 2016 | https://www.bls.gov/oes/tables.htm
AZ | Hourly Wages by Job Type and State | Electrical Engineers | 50.33 | 49.7 | 2016 | https://www.bls.gov/oes/tables.htm
CA | Hourly Wages by Job Type and State | Electrical Engineers | 55.43 | 54.31 | 2016 | https://www.bls.gov/oes/tables.htm
CO | Hourly Wages by Job Type and State | Electrical Engineers | 47.75 | 45.64 | 2016 | https://www.bls.gov/oes/tables.htm
CT | Hourly Wages by Job Type and State | Electrical Engineers | 44.76 | 44.34 | 2016 | https://www.bls.gov/oes/tables.htm
DC | Hourly Wages by Job Type and State | Electrical Engineers | 53.04 | 52.61 | 2016 | https://www.bls.gov/oes/tables.htm
DE | Hourly Wages by Job Type and State | Electrical Engineers | 48.51 | 47.24 | 2016 | https://www.bls.gov/oes/tables.htm
FL | Hourly Wages by Job Type and State | Electrical Engineers | 42.91 | 40.75 | 2016 | https://www.bls.gov/oes/tables.htm
GA | Hourly Wages by Job Type and State | Electrical Engineers | 42.9 | 42.14 | 2016 | https://www.bls.gov/oes/tables.htm
GU | Hourly Wages by Job Type and State | Electrical Engineers | 23.93 | 22.05 | 2016 | https://www.bls.gov/oes/tables.htm
HI | Hourly Wages by Job Type and State | Electrical Engineers | 41.84 | 42.51 | 2016 | https://www.bls.gov/oes/tables.htm
IA | Hourly Wages by Job Type and State | Electrical Engineers | 42.12 | 41.79 | 2016 | https://www.bls.gov/oes/tables.htm
ID | Hourly Wages by Job Type and State | Electrical Engineers | 44.39 | 44.51 | 2016 | https://www.bls.gov/oes/tables.htm
IL | Hourly Wages by Job Type and State | Electrical Engineers | 43.79 | 43.36 | 2016 | https://www.bls.gov/oes/tables.htm
IN | Hourly Wages by Job Type and State | Electrical Engineers | 38.04 | 36.76 | 2016 | https://www.bls.gov/oes/tables.htm
KS | Hourly Wages by Job Type and State | Electrical Engineers | 44.24 | 40.33 | 2016 | https://www.bls.gov/oes/tables.htm
KY | Hourly Wages by Job Type and State | Electrical Engineers | 42.14 | 41.17 | 2016 | https://www.bls.gov/oes/tables.htm
LA | Hourly Wages by Job Type and State | Electrical Engineers | 44.35 | 41.02 | 2016 | https://www.bls.gov/oes/tables.htm
MA | Hourly Wages by Job Type and State | Electrical Engineers | 52.4 | 50.86 | 2016 | https://www.bls.gov/oes/tables.htm
MD | Hourly Wages by Job Type and State | Electrical Engineers | 51 | 47.69 | 2016 | https://www.bls.gov/oes/tables.htm
ME | Hourly Wages by Job Type and State | Electrical Engineers | 39.96 | 39.13 | 2016 | https://www.bls.gov/oes/tables.htm
MI | Hourly Wages by Job Type and State | Electrical Engineers | 42.12 | 41.33 | 2016 | https://www.bls.gov/oes/tables.htm
MN | Hourly Wages by Job Type and State | Electrical Engineers | 44.89 | 43.19 | 2016 | https://www.bls.gov/oes/tables.htm
MO | Hourly Wages by Job Type and State | Electrical Engineers | 45.81 | 45.35 | 2016 | https://www.bls.gov/oes/tables.htm
MS | Hourly Wages by Job Type and State | Electrical Engineers | 46 | 43.87 | 2016 | https://www.bls.gov/oes/tables.htm
MT | Hourly Wages by Job Type and State | Electrical Engineers | 36.84 | 36.26 | 2016 | https://www.bls.gov/oes/tables.htm
NC | Hourly Wages by Job Type and State | Electrical Engineers | 50.08 | 46.6 | 2016 | https://www.bls.gov/oes/tables.htm
ND | Hourly Wages by Job Type and State | Electrical Engineers | 42.44 | 42.18 | 2016 | https://www.bls.gov/oes/tables.htm
NE | Hourly Wages by Job Type and State | Electrical Engineers | 42.19 | 41.37 | 2016 | https://www.bls.gov/oes/tables.htm
NH | Hourly Wages by Job Type and State | Electrical Engineers | 48.79 | 46.97 | 2016 | https://www.bls.gov/oes/tables.htm
NJ | Hourly Wages by Job Type and State | Electrical Engineers | 51.02 | 48.93 | 2016 | https://www.bls.gov/oes/tables.htm
NM | Hourly Wages by Job Type and State | Electrical Engineers | 46.7 | 46.23 | 2016 | https://www.bls.gov/oes/tables.htm
NV | Hourly Wages by Job Type and State | Electrical Engineers | 44.93 | 42.54 | 2016 | https://www.bls.gov/oes/tables.htm
NY | Hourly Wages by Job Type and State | Electrical Engineers | 47.43 | 45.52 | 2016 | https://www.bls.gov/oes/tables.htm
OH | Hourly Wages by Job Type and State | Electrical Engineers | 39.7 | 38.7 | 2016 | https://www.bls.gov/oes/tables.htm
OK | Hourly Wages by Job Type and State | Electrical Engineers | 43.97 | 41.4 | 2016 | https://www.bls.gov/oes/tables.htm
OR | Hourly Wages by Job Type and State | Electrical Engineers | 44.41 | 41.84 | 2016 | https://www.bls.gov/oes/tables.htm
PA | Hourly Wages by Job Type and State | Electrical Engineers | 45.09 | 44.13 | 2016 | https://www.bls.gov/oes/tables.htm
PR | Hourly Wages by Job Type and State | Electrical Engineers | 31.11 | 31.92 | 2016 | https://www.bls.gov/oes/tables.htm
RI | Hourly Wages by Job Type and State | Electrical Engineers | 51.39 | 52.39 | 2016 | https://www.bls.gov/oes/tables.htm
SC | Hourly Wages by Job Type and State | Electrical Engineers | 42.4 | 39.55 | 2016 | https://www.bls.gov/oes/tables.htm
SD | Hourly Wages by Job Type and State | Electrical Engineers | 37.57 | 36.41 | 2016 | https://www.bls.gov/oes/tables.htm
TN | Hourly Wages by Job Type and State | Electrical Engineers | 42.12 | 41.41 | 2016 | https://www.bls.gov/oes/tables.htm
TX | Hourly Wages by Job Type and State | Electrical Engineers | 50.03 | 47.31 | 2016 | https://www.bls.gov/oes/tables.htm
US | Hourly Wages by Job Type and State | Electrical Engineers | 44.6668 | 43.2592 | 2016 | https://www.bls.gov/oes/tables.htm
UT | Hourly Wages by Job Type and State | Electrical Engineers | 42.38 | 42.47 | 2016 | https://www.bls.gov/oes/tables.htm
VA | Hourly Wages by Job Type and State | Electrical Engineers | 48.08 | 44.98 | 2016 | https://www.bls.gov/oes/tables.htm
VT | Hourly Wages by Job Type and State | Electrical Engineers | 44.59 | 41.18 | 2016 | https://www.bls.gov/oes/tables.htm
WA | Hourly Wages by Job Type and State | Electrical Engineers | 51.23 | 49.65 | 2016 | https://www.bls.gov/oes/tables.htm
WI | Hourly Wages by Job Type and State | Electrical Engineers | 40.5 | 38.99 | 2016 | https://www.bls.gov/oes/tables.htm
WV | Hourly Wages by Job Type and State | Electrical Engineers | 43.56 | 43.54 | 2016 | https://www.bls.gov/oes/tables.htm
WY | Hourly Wages by Job Type and State | Electrical Engineers | 41.21 | 39.07 | 2016 | https://www.bls.gov/oes/tables.htm
AK | Hourly Wages by Job Type and State | Electricians | 39.23 | 38.14 | 2016 | https://www.bls.gov/oes/tables.htm
AL | Hourly Wages by Job Type and State | Electricians | 22.29 | 21.06 | 2016 | https://www.bls.gov/oes/tables.htm
AR | Hourly Wages by Job Type and State | Electricians | 20.45 | 19.85 | 2016 | https://www.bls.gov/oes/tables.htm
AZ | Hourly Wages by Job Type and State | Electricians | 23.78 | 22.76 | 2016 | https://www.bls.gov/oes/tables.htm
CA | Hourly Wages by Job Type and State | Electricians | 32.75 | 30.49 | 2016 | https://www.bls.gov/oes/tables.htm
CO | Hourly Wages by Job Type and State | Electricians | 24.32 | 23.75 | 2016 | https://www.bls.gov/oes/tables.htm
CT | Hourly Wages by Job Type and State | Electricians | 27.63 | 27.64 | 2016 | https://www.bls.gov/oes/tables.htm
DC | Hourly Wages by Job Type and State | Electricians | 34.59 | 32.98 | 2016 | https://www.bls.gov/oes/tables.htm
DE | Hourly Wages by Job Type and State | Electricians | 27.07 | 26.17 | 2016 | https://www.bls.gov/oes/tables.htm
FL | Hourly Wages by Job Type and State | Electricians | 21.3 | 19.81 | 2016 | https://www.bls.gov/oes/tables.htm
GA | Hourly Wages by Job Type and State | Electricians | 22.35 | 21.75 | 2016 | https://www.bls.gov/oes/tables.htm
GU | Hourly Wages by Job Type and State | Electricians | 17.94 | 17.68 | 2016 | https://www.bls.gov/oes/tables.htm
HI | Hourly Wages by Job Type and State | Electricians | 35.95 | 36.23 | 2016 | https://www.bls.gov/oes/tables.htm
IA | Hourly Wages by Job Type and State | Electricians | 24.98 | 24.93 | 2016 | https://www.bls.gov/oes/tables.htm
ID | Hourly Wages by Job Type and State | Electricians | 22.97 | 22.85 | 2016 | https://www.bls.gov/oes/tables.htm
IL | Hourly Wages by Job Type and State | Electricians | 35.17 | 37.43 | 2016 | https://www.bls.gov/oes/tables.htm
IN | Hourly Wages by Job Type and State | Electricians | 27.73 | 27.37 | 2016 | https://www.bls.gov/oes/tables.htm
KS | Hourly Wages by Job Type and State | Electricians | 26.52 | 25.2 | 2016 | https://www.bls.gov/oes/tables.htm
KY | Hourly Wages by Job Type and State | Electricians | 24.69 | 24.09 | 2016 | https://www.bls.gov/oes/tables.htm
LA | Hourly Wages by Job Type and State | Electricians | 24.43 | 23.53 | 2016 | https://www.bls.gov/oes/tables.htm
MA | Hourly Wages by Job Type and State | Electricians | 31.8 | 30.71 | 2016 | https://www.bls.gov/oes/tables.htm
MD | Hourly Wages by Job Type and State | Electricians | 25.88 | 24.32 | 2016 | https://www.bls.gov/oes/tables.htm
ME | Hourly Wages by Job Type and State | Electricians | 23.48 | 22.97 | 2016 | https://www.bls.gov/oes/tables.htm
MI | Hourly Wages by Job Type and State | Electricians | 27.21 | 27.92 | 2016 | https://www.bls.gov/oes/tables.htm
MN | Hourly Wages by Job Type and State | Electricians | 30.94 | 31.85 | 2016 | https://www.bls.gov/oes/tables.htm
MO | Hourly Wages by Job Type and State | Electricians | 28.63 | 29.81 | 2016 | https://www.bls.gov/oes/tables.htm
MS | Hourly Wages by Job Type and State | Electricians | 23.2 | 23.63 | 2016 | https://www.bls.gov/oes/tables.htm
MT | Hourly Wages by Job Type and State | Electricians | 29.61 | 28.47 | 2016 | https://www.bls.gov/oes/tables.htm
NC | Hourly Wages by Job Type and State | Electricians | 20.65 | 19.95 | 2016 | https://www.bls.gov/oes/tables.htm
ND | Hourly Wages by Job Type and State | Electricians | 29.33 | 27.89 | 2016 | https://www.bls.gov/oes/tables.htm
NE | Hourly Wages by Job Type and State | Electricians | 22.85 | 21.76 | 2016 | https://www.bls.gov/oes/tables.htm
NH | Hourly Wages by Job Type and State | Electricians | 25 | 24.85 | 2016 | https://www.bls.gov/oes/tables.htm
NJ | Hourly Wages by Job Type and State | Electricians | 34.29 | 30.07 | 2016 | https://www.bls.gov/oes/tables.htm
NM | Hourly Wages by Job Type and State | Electricians | 24.16 | 23.39 | 2016 | https://www.bls.gov/oes/tables.htm
NV | Hourly Wages by Job Type and State | Electricians | 29.92 | 28.92 | 2016 | https://www.bls.gov/oes/tables.htm
NY | Hourly Wages by Job Type and State | Electricians | 35.1 | 32.23 | 2016 | https://www.bls.gov/oes/tables.htm
OH | Hourly Wages by Job Type and State | Electricians | 24.86 | 24.28 | 2016 | https://www.bls.gov/oes/tables.htm
OK | Hourly Wages by Job Type and State | Electricians | 23.34 | 23.47 | 2016 | https://www.bls.gov/oes/tables.htm
OR | Hourly Wages by Job Type and State | Electricians | 32.26 | 32.34 | 2016 | https://www.bls.gov/oes/tables.htm
PA | Hourly Wages by Job Type and State | Electricians | 28.92 | 26.67 | 2016 | https://www.bls.gov/oes/tables.htm
PR | Hourly Wages by Job Type and State | Electricians | 13.33 | 11.51 | 2016 | https://www.bls.gov/oes/tables.htm
RI | Hourly Wages by Job Type and State | Electricians | 25.54 | 25.26 | 2016 | https://www.bls.gov/oes/tables.htm
SC | Hourly Wages by Job Type and State | Electricians | 20.94 | 20.36 | 2016 | https://www.bls.gov/oes/tables.htm
SD | Hourly Wages by Job Type and State | Electricians | 22.31 | 21.83 | 2016 | https://www.bls.gov/oes/tables.htm
TN | Hourly Wages by Job Type and State | Electricians | 22.41 | 21.83 | 2016 | https://www.bls.gov/oes/tables.htm
TX | Hourly Wages by Job Type and State | Electricians | 22.31 | 21.16 | 2016 | https://www.bls.gov/oes/tables.htm
US | Hourly Wages by Job Type and State | Electricians | 26.318 | 25.6554 | 2016 | https://www.bls.gov/oes/tables.htm
UT | Hourly Wages by Job Type and State | Electricians | 24.95 | 25.29 | 2016 | https://www.bls.gov/oes/tables.htm
VA | Hourly Wages by Job Type and State | Electricians | 23.74 | 23.21 | 2016 | https://www.bls.gov/oes/tables.htm
VI | Hourly Wages by Job Type and State | Electricians | 22.45 | 22.06 | 2016 | https://www.bls.gov/oes/tables.htm
VT | Hourly Wages by Job Type and State | Electricians | 23.32 | 23.05 | 2016 | https://www.bls.gov/oes/tables.htm
WA | Hourly Wages by Job Type and State | Electricians | 31.37 | 30.45 | 2016 | https://www.bls.gov/oes/tables.htm
WI | Hourly Wages by Job Type and State | Electricians | 27.84 | 28.03 | 2016 | https://www.bls.gov/oes/tables.htm
WV | Hourly Wages by Job Type and State | Electricians | 24.85 | 24.16 | 2016 | https://www.bls.gov/oes/tables.htm
WY | Hourly Wages by Job Type and State | Electricians | 28.24 | 27.98 | 2016 | https://www.bls.gov/oes/tables.htm
AK | Hourly Wages by Job Type and State | Construction Laborers | 22.48 | 22.39 | 2015 | https://www.bls.gov/oes/tables.htm
AL | Hourly Wages by Job Type and State | Construction Laborers | 13.2 | 12.78 | 2015 | https://www.bls.gov/oes/tables.htm
AR | Hourly Wages by Job Type and State | Construction Laborers | 12.1 | 11.59 | 2015 | https://www.bls.gov/oes/tables.htm
AZ | Hourly Wages by Job Type and State | Construction Laborers | 14.97 | 14.17 | 2015 | https://www.bls.gov/oes/tables.htm
CA | Hourly Wages by Job Type and State | Construction Laborers | 20.24 | 18.16 | 2015 | https://www.bls.gov/oes/tables.htm
CO | Hourly Wages by Job Type and State | Construction Laborers | 15.68 | 15.43 | 2015 | https://www.bls.gov/oes/tables.htm
CT | Hourly Wages by Job Type and State | Construction Laborers | 20.71 | 19.97 | 2015 | https://www.bls.gov/oes/tables.htm
DC | Hourly Wages by Job Type and State | Construction Laborers | 19.8 | 18.42 | 2015 | https://www.bls.gov/oes/tables.htm
DE | Hourly Wages by Job Type and State | Construction Laborers | 15.99 | 16.07 | 2015 | https://www.bls.gov/oes/tables.htm
FL | Hourly Wages by Job Type and State | Construction Laborers | 13.47 | 12.81 | 2015 | https://www.bls.gov/oes/tables.htm
GA | Hourly Wages by Job Type and State | Construction Laborers | 13.79 | 12.75 | 2015 | https://www.bls.gov/oes/tables.htm
GU | Hourly Wages by Job Type and State | Construction Laborers | 10.74 | 10.08 | 2015 | https://www.bls.gov/oes/tables.htm
HI | Hourly Wages by Job Type and State | Construction Laborers | 25.1 | 24.06 | 2015 | https://www.bls.gov/oes/tables.htm
IA | Hourly Wages by Job Type and State | Construction Laborers | 16.59 | 15.57 | 2015 | https://www.bls.gov/oes/tables.htm
ID | Hourly Wages by Job Type and State | Construction Laborers | 13.85 | 13.26 | 2015 | https://www.bls.gov/oes/tables.htm
IL | Hourly Wages by Job Type and State | Construction Laborers | 25.07 | 23.93 | 2015 | https://www.bls.gov/oes/tables.htm
IN | Hourly Wages by Job Type and State | Construction Laborers | 19.83 | 18.45 | 2015 | https://www.bls.gov/oes/tables.htm
KS | Hourly Wages by Job Type and State | Construction Laborers | 15.96 | 14.61 | 2015 | https://www.bls.gov/oes/tables.htm
KY | Hourly Wages by Job Type and State | Construction Laborers | 16.21 | 15.28 | 2015 | https://www.bls.gov/oes/tables.htm
LA | Hourly Wages by Job Type and State | Construction Laborers | 14.64 | 13.71 | 2015 | https://www.bls.gov/oes/tables.htm
MA | Hourly Wages by Job Type and State | Construction Laborers | 25.06 | 23.67 | 2015 | https://www.bls.gov/oes/tables.htm
MD | Hourly Wages by Job Type and State | Construction Laborers | 15.58 | 15.27 | 2015 | https://www.bls.gov/oes/tables.htm
ME | Hourly Wages by Job Type and State | Construction Laborers | 14.53 | 14.02 | 2015 | https://www.bls.gov/oes/tables.htm
MI | Hourly Wages by Job Type and State | Construction Laborers | 18.15 | 17.14 | 2015 | https://www.bls.gov/oes/tables.htm
MN | Hourly Wages by Job Type and State | Construction Laborers | 21.34 | 19.09 | 2015 | https://www.bls.gov/oes/tables.htm
MO | Hourly Wages by Job Type and State | Construction Laborers | 19.86 | 17.93 | 2015 | https://www.bls.gov/oes/tables.htm
MS | Hourly Wages by Job Type and State | Construction Laborers | 13.29 | 12.73 | 2015 | https://www.bls.gov/oes/tables.htm
MT | Hourly Wages by Job Type and State | Construction Laborers | 17.29 | 16.49 | 2015 | https://www.bls.gov/oes/tables.htm
NC | Hourly Wages by Job Type and State | Construction Laborers | 12.9 | 12.55 | 2015 | https://www.bls.gov/oes/tables.htm
ND | Hourly Wages by Job Type and State | Construction Laborers | 18.86 | 17.8 | 2015 | https://www.bls.gov/oes/tables.htm
NE | Hourly Wages by Job Type and State | Construction Laborers | 13.79 | 13.44 | 2015 | https://www.bls.gov/oes/tables.htm
NH | Hourly Wages by Job Type and State | Construction Laborers | 16.07 | 16.05 | 2015 | https://www.bls.gov/oes/tables.htm
NJ | Hourly Wages by Job Type and State | Construction Laborers | 23.77 | 21.98 | 2015 | https://www.bls.gov/oes/tables.htm
NM | Hourly Wages by Job Type and State | Construction Laborers | 13.61 | 13.17 | 2015 | https://www.bls.gov/oes/tables.htm
NV | Hourly Wages by Job Type and State | Construction Laborers | 19.72 | 17.56 | 2015 | https://www.bls.gov/oes/tables.htm
NY | Hourly Wages by Job Type and State | Construction Laborers | 22.95 | 18.68 | 2015 | https://www.bls.gov/oes/tables.htm
OH | Hourly Wages by Job Type and State | Construction Laborers | 18.93 | 17.66 | 2015 | https://www.bls.gov/oes/tables.htm
OK | Hourly Wages by Job Type and State | Construction Laborers | 14.12 | 13.8 | 2015 | https://www.bls.gov/oes/tables.htm
OR | Hourly Wages by Job Type and State | Construction Laborers | 17.71 | 15.98 | 2015 | https://www.bls.gov/oes/tables.htm
PA | Hourly Wages by Job Type and State | Construction Laborers | 18.15 | 16.65 | 2015 | https://www.bls.gov/oes/tables.htm
PR | Hourly Wages by Job Type and State | Construction Laborers | 8.81 | 8.63 | 2015 | https://www.bls.gov/oes/tables.htm
RI | Hourly Wages by Job Type and State | Construction Laborers | 19.41 | 18.33 | 2015 | https://www.bls.gov/oes/tables.htm
SC | Hourly Wages by Job Type and State | Construction Laborers | 14.42 | 13.33 | 2015 | https://www.bls.gov/oes/tables.htm
SD | Hourly Wages by Job Type and State | Construction Laborers | 13.56 | 13.15 | 2015 | https://www.bls.gov/oes/tables.htm
TN | Hourly Wages by Job Type and State | Construction Laborers | 14.03 | 13.55 | 2015 | https://www.bls.gov/oes/tables.htm
TX | Hourly Wages by Job Type and State | Construction Laborers | 14.07 | 13.34 | 2015 | https://www.bls.gov/oes/tables.htm
US | Hourly Wages by Job Type and State | Construction Laborers | 16.9043 | 15.8957 | 2015 | https://www.bls.gov/oes/tables.htm
UT | Hourly Wages by Job Type and State | Construction Laborers | 14.31 | 13.97 | 2015 | https://www.bls.gov/oes/tables.htm
VA | Hourly Wages by Job Type and State | Construction Laborers | 14.02 | 13.62 | 2015 | https://www.bls.gov/oes/tables.htm
VI | Hourly Wages by Job Type and State | Construction Laborers | 15.85 | 14.28 | 2015 | https://www.bls.gov/oes/tables.htm
VT | Hourly Wages by Job Type and State | Construction Laborers | 15.63 | 14.47 | 2015 | https://www.bls.gov/oes/tables.htm
WA | Hourly Wages by Job Type and State | Construction Laborers | 21.33 | 18.92 | 2015 | https://www.bls.gov/oes/tables.htm
WI | Hourly Wages by Job Type and State | Construction Laborers | 19.17 | 17.77 | 2015 | https://www.bls.gov/oes/tables.htm
WV | Hourly Wages by Job Type and State | Construction Laborers | 15.62 | 13.88 | 2015 | https://www.bls.gov/oes/tables.htm
WY | Hourly Wages by Job Type and State | Construction Laborers | 16.5 | 15.98 | 2015 | https://www.bls.gov/oes/tables.htm
AK | Hourly Wages by Job Type and State | Electrical Engineers | 55.68 | 54.31 | 2015 | https://www.bls.gov/oes/tables.htm
AL | Hourly Wages by Job Type and State | Electrical Engineers | 46.04 | 44.52 | 2015 | https://www.bls.gov/oes/tables.htm
AR | Hourly Wages by Job Type and State | Electrical Engineers | 41.06 | 39.33 | 2015 | https://www.bls.gov/oes/tables.htm
AZ | Hourly Wages by Job Type and State | Electrical Engineers | 48.24 | 47.27 | 2015 | https://www.bls.gov/oes/tables.htm
CA | Hourly Wages by Job Type and State | Electrical Engineers | 55.75 | 54.88 | 2015 | https://www.bls.gov/oes/tables.htm
CO | Hourly Wages by Job Type and State | Electrical Engineers | 46.81 | 45.01 | 2015 | https://www.bls.gov/oes/tables.htm
CT | Hourly Wages by Job Type and State | Electrical Engineers | 43.64 | 43.65 | 2015 | https://www.bls.gov/oes/tables.htm
DC | Hourly Wages by Job Type and State | Electrical Engineers | 52.8 | 50.48 | 2015 | https://www.bls.gov/oes/tables.htm
DE | Hourly Wages by Job Type and State | Electrical Engineers | 46.74 | 46.11 | 2015 | https://www.bls.gov/oes/tables.htm
FL | Hourly Wages by Job Type and State | Electrical Engineers | 41.42 | 39.64 | 2015 | https://www.bls.gov/oes/tables.htm
GA | Hourly Wages by Job Type and State | Electrical Engineers | 42.86 | 41.62 | 2015 | https://www.bls.gov/oes/tables.htm
GU | Hourly Wages by Job Type and State | Electrical Engineers | 24.58 | 22.13 | 2015 | https://www.bls.gov/oes/tables.htm
HI | Hourly Wages by Job Type and State | Electrical Engineers | 40.88 | 41.26 | 2015 | https://www.bls.gov/oes/tables.htm
IA | Hourly Wages by Job Type and State | Electrical Engineers | 39.85 | 39.41 | 2015 | https://www.bls.gov/oes/tables.htm
ID | Hourly Wages by Job Type and State | Electrical Engineers | 42.23 | 42.38 | 2015 | https://www.bls.gov/oes/tables.htm
IL | Hourly Wages by Job Type and State | Electrical Engineers | 45.08 | 44.25 | 2015 | https://www.bls.gov/oes/tables.htm
IN | Hourly Wages by Job Type and State | Electrical Engineers | 37.58 | 37.04 | 2015 | https://www.bls.gov/oes/tables.htm
KS | Hourly Wages by Job Type and State | Electrical Engineers | 43.29 | 39.15 | 2015 | https://www.bls.gov/oes/tables.htm
KY | Hourly Wages by Job Type and State | Electrical Engineers | 40.58 | 39.55 | 2015 | https://www.bls.gov/oes/tables.htm
LA | Hourly Wages by Job Type and State | Electrical Engineers | 48.86 | 44 | 2015 | https://www.bls.gov/oes/tables.htm
MA | Hourly Wages by Job Type and State | Electrical Engineers | 51.84 | 49.56 | 2015 | https://www.bls.gov/oes/tables.htm
MD | Hourly Wages by Job Type and State | Electrical Engineers | 47.76 | 45.7 | 2015 | https://www.bls.gov/oes/tables.htm
ME | Hourly Wages by Job Type and State | Electrical Engineers | 39.59 | 39.98 | 2015 | https://www.bls.gov/oes/tables.htm
MI | Hourly Wages by Job Type and State | Electrical Engineers | 42.13 | 41.41 | 2015 | https://www.bls.gov/oes/tables.htm
MN | Hourly Wages by Job Type and State | Electrical Engineers | 44.45 | 42.83 | 2015 | https://www.bls.gov/oes/tables.htm
MO | Hourly Wages by Job Type and State | Electrical Engineers | 45.59 | 45.26 | 2015 | https://www.bls.gov/oes/tables.htm
MS | Hourly Wages by Job Type and State | Electrical Engineers | 44.61 | 43.18 | 2015 | https://www.bls.gov/oes/tables.htm
MT | Hourly Wages by Job Type and State | Electrical Engineers | 35.83 | 35.59 | 2015 | https://www.bls.gov/oes/tables.htm
NC | Hourly Wages by Job Type and State | Electrical Engineers | 48.11 | 44.74 | 2015 | https://www.bls.gov/oes/tables.htm
ND | Hourly Wages by Job Type and State | Electrical Engineers | 42.46 | 42.67 | 2015 | https://www.bls.gov/oes/tables.htm
NE | Hourly Wages by Job Type and State | Electrical Engineers | 39.77 | 37.86 | 2015 | https://www.bls.gov/oes/tables.htm
NH | Hourly Wages by Job Type and State | Electrical Engineers | 47.19 | 45.08 | 2015 | https://www.bls.gov/oes/tables.htm
NJ | Hourly Wages by Job Type and State | Electrical Engineers | 49.27 | 47.8 | 2015 | https://www.bls.gov/oes/tables.htm
NM | Hourly Wages by Job Type and State | Electrical Engineers | 45.11 | 43.98 | 2015 | https://www.bls.gov/oes/tables.htm
NV | Hourly Wages by Job Type and State | Electrical Engineers | 43.39 | 41.07 | 2015 | https://www.bls.gov/oes/tables.htm
NY | Hourly Wages by Job Type and State | Electrical Engineers | 47.32 | 45.72 | 2015 | https://www.bls.gov/oes/tables.htm
OH | Hourly Wages by Job Type and State | Electrical Engineers | 38.09 | 37.12 | 2015 | https://www.bls.gov/oes/tables.htm
OK | Hourly Wages by Job Type and State | Electrical Engineers | 42.09 | 39.94 | 2015 | https://www.bls.gov/oes/tables.htm
OR | Hourly Wages by Job Type and State | Electrical Engineers | 43.86 | 40.74 | 2015 | https://www.bls.gov/oes/tables.htm
PA | Hourly Wages by Job Type and State | Electrical Engineers | 43.88 | 43.11 | 2015 | https://www.bls.gov/oes/tables.htm
PR | Hourly Wages by Job Type and State | Electrical Engineers | 32.13 | 32.8 | 2015 | https://www.bls.gov/oes/tables.htm
RI | Hourly Wages by Job Type and State | Electrical Engineers | 48.62 | 50.39 | 2015 | https://www.bls.gov/oes/tables.htm
SC | Hourly Wages by Job Type and State | Electrical Engineers | 40.27 | 38.55 | 2015 | https://www.bls.gov/oes/tables.htm
SD | Hourly Wages by Job Type and State | Electrical Engineers | 37.36 | 37.4 | 2015 | https://www.bls.gov/oes/tables.htm
TN | Hourly Wages by Job Type and State | Electrical Engineers | 41.8 | 40.93 | 2015 | https://www.bls.gov/oes/tables.htm
TX | Hourly Wages by Job Type and State | Electrical Engineers | 49.79 | 47.42 | 2015 | https://www.bls.gov/oes/tables.htm
US | Hourly Wages by Job Type and State | Electrical Engineers | 43.8642 | 42.4743 | 2015 | https://www.bls.gov/oes/tables.htm
UT | Hourly Wages by Job Type and State | Electrical Engineers | 44.04 | 42.96 | 2015 | https://www.bls.gov/oes/tables.htm
VA | Hourly Wages by Job Type and State | Electrical Engineers | 48.11 | 44.38 | 2015 | https://www.bls.gov/oes/tables.htm
VT | Hourly Wages by Job Type and State | Electrical Engineers | 45.73 | 40.89 | 2015 | https://www.bls.gov/oes/tables.htm
WA | Hourly Wages by Job Type and State | Electrical Engineers | 50.33 | 48.74 | 2015 | https://www.bls.gov/oes/tables.htm
WI | Hourly Wages by Job Type and State | Electrical Engineers | 39.94 | 39.33 | 2015 | https://www.bls.gov/oes/tables.htm
WV | Hourly Wages by Job Type and State | Electrical Engineers | 42.23 | 41.81 | 2015 | https://www.bls.gov/oes/tables.htm
WY | Hourly Wages by Job Type and State | Electrical Engineers | 38.14 | 36.21 | 2015 | https://www.bls.gov/oes/tables.htm
AK | Hourly Wages by Job Type and State | Electricians | 38.18 | 38.38 | 2015 | https://www.bls.gov/oes/tables.htm
AL | Hourly Wages by Job Type and State | Electricians | 21.8 | 20.8 | 2015 | https://www.bls.gov/oes/tables.htm
AR | Hourly Wages by Job Type and State | Electricians | 20.31 | 19.94 | 2015 | https://www.bls.gov/oes/tables.htm
AZ | Hourly Wages by Job Type and State | Electricians | 23.54 | 22.26 | 2015 | https://www.bls.gov/oes/tables.htm
CA | Hourly Wages by Job Type and State | Electricians | 32.19 | 30.16 | 2015 | https://www.bls.gov/oes/tables.htm
CO | Hourly Wages by Job Type and State | Electricians | 23.34 | 22.22 | 2015 | https://www.bls.gov/oes/tables.htm
CT | Hourly Wages by Job Type and State | Electricians | 26.8 | 26.79 | 2015 | https://www.bls.gov/oes/tables.htm
DC | Hourly Wages by Job Type and State | Electricians | 31.82 | 30.11 | 2015 | https://www.bls.gov/oes/tables.htm
DE | Hourly Wages by Job Type and State | Electricians | 24.56 | 23.6 | 2015 | https://www.bls.gov/oes/tables.htm
FL | Hourly Wages by Job Type and State | Electricians | 20.48 | 19.28 | 2015 | https://www.bls.gov/oes/tables.htm
GA | Hourly Wages by Job Type and State | Electricians | 21.71 | 20.95 | 2015 | https://www.bls.gov/oes/tables.htm
GU | Hourly Wages by Job Type and State | Electricians | 19 | 17.7 | 2015 | https://www.bls.gov/oes/tables.htm
HI | Hourly Wages by Job Type and State | Electricians | 33.95 | 33.81 | 2015 | https://www.bls.gov/oes/tables.htm
IA | Hourly Wages by Job Type and State | Electricians | 25.31 | 25.19 | 2015 | https://www.bls.gov/oes/tables.htm
ID | Hourly Wages by Job Type and State | Electricians | 22.47 | 22.21 | 2015 | https://www.bls.gov/oes/tables.htm
IL | Hourly Wages by Job Type and State | Electricians | 33.57 | 35.61 | 2015 | https://www.bls.gov/oes/tables.htm
IN | Hourly Wages by Job Type and State | Electricians | 28.43 | 28.95 | 2015 | https://www.bls.gov/oes/tables.htm
KS | Hourly Wages by Job Type and State | Electricians | 25.42 | 24.36 | 2015 | https://www.bls.gov/oes/tables.htm
KY | Hourly Wages by Job Type and State | Electricians | 24.08 | 23.14 | 2015 | https://www.bls.gov/oes/tables.htm
LA | Hourly Wages by Job Type and State | Electricians | 23.42 | 22.57 | 2015 | https://www.bls.gov/oes/tables.htm
MA | Hourly Wages by Job Type and State | Electricians | 31.15 | 30.19 | 2015 | https://www.bls.gov/oes/tables.htm
MD | Hourly Wages by Job Type and State | Electricians | 26.38 | 24.82 | 2015 | https://www.bls.gov/oes/tables.htm
ME | Hourly Wages by Job Type and State | Electricians | 23.19 | 22.85 | 2015 | https://www.bls.gov/oes/tables.htm
MI | Hourly Wages by Job Type and State | Electricians | 28.6 | 28.38 | 2015 | https://www.bls.gov/oes/tables.htm
MN | Hourly Wages by Job Type and State | Electricians | 28.27 | 28.91 | 2015 | https://www.bls.gov/oes/tables.htm
MO | Hourly Wages by Job Type and State | Electricians | 27.77 | 29.07 | 2015 | https://www.bls.gov/oes/tables.htm
MS | Hourly Wages by Job Type and State | Electricians | 21.98 | 22.44 | 2015 | https://www.bls.gov/oes/tables.htm
MT | Hourly Wages by Job Type and State | Electricians | 29.18 | 28.84 | 2015 | https://www.bls.gov/oes/tables.htm
NC | Hourly Wages by Job Type and State | Electricians | 20.11 | 19.13 | 2015 | https://www.bls.gov/oes/tables.htm
ND | Hourly Wages by Job Type and State | Electricians | 28.56 | 27.15 | 2015 | https://www.bls.gov/oes/tables.htm
NE | Hourly Wages by Job Type and State | Electricians | 21.99 | 21.23 | 2015 | https://www.bls.gov/oes/tables.htm
NH | Hourly Wages by Job Type and State | Electricians | 23.23 | 23.8 | 2015 | https://www.bls.gov/oes/tables.htm
NJ | Hourly Wages by Job Type and State | Electricians | 33.14 | 29.07 | 2015 | https://www.bls.gov/oes/tables.htm
NM | Hourly Wages by Job Type and State | Electricians | 23.41 | 22.24 | 2015 | https://www.bls.gov/oes/tables.htm
NV | Hourly Wages by Job Type and State | Electricians | 28.94 | 28.73 | 2015 | https://www.bls.gov/oes/tables.htm
NY | Hourly Wages by Job Type and State | Electricians | 34.88 | 32.53 | 2015 | https://www.bls.gov/oes/tables.htm
OH | Hourly Wages by Job Type and State | Electricians | 24.61 | 23.88 | 2015 | https://www.bls.gov/oes/tables.htm
OK | Hourly Wages by Job Type and State | Electricians | 22.19 | 22.81 | 2015 | https://www.bls.gov/oes/tables.htm
OR | Hourly Wages by Job Type and State | Electricians | 32.43 | 32.26 | 2015 | https://www.bls.gov/oes/tables.htm
PA | Hourly Wages by Job Type and State | Electricians | 27.91 | 25.81 | 2015 | https://www.bls.gov/oes/tables.htm
PR | Hourly Wages by Job Type and State | Electricians | 12.69 | 11.01 | 2015 | https://www.bls.gov/oes/tables.htm
RI | Hourly Wages by Job Type and State | Electricians | 25.29 | 24.86 | 2015 | https://www.bls.gov/oes/tables.htm
SC | Hourly Wages by Job Type and State | Electricians | 21.02 | 20.17 | 2015 | https://www.bls.gov/oes/tables.htm
SD | Hourly Wages by Job Type and State | Electricians | 22.63 | 22.2 | 2015 | https://www.bls.gov/oes/tables.htm
TN | Hourly Wages by Job Type and State | Electricians | 22.57 | 22.14 | 2015 | https://www.bls.gov/oes/tables.htm
TX | Hourly Wages by Job Type and State | Electricians | 21.96 | 20.99 | 2015 | https://www.bls.gov/oes/tables.htm
US | Hourly Wages by Job Type and State | Electricians | 25.6491 | 25.0465 | 2015 | https://www.bls.gov/oes/tables.htm
UT | Hourly Wages by Job Type and State | Electricians | 23.89 | 23.77 | 2015 | https://www.bls.gov/oes/tables.htm
VA | Hourly Wages by Job Type and State | Electricians | 23.09 | 22.61 | 2015 | https://www.bls.gov/oes/tables.htm
VI | Hourly Wages by Job Type and State | Electricians | 19.56 | 19.79 | 2015 | https://www.bls.gov/oes/tables.htm
VT | Hourly Wages by Job Type and State | Electricians | 21.97 | 21.84 | 2015 | https://www.bls.gov/oes/tables.htm
WA | Hourly Wages by Job Type and State | Electricians | 31.18 | 30.46 | 2015 | https://www.bls.gov/oes/tables.htm
WI | Hourly Wages by Job Type and State | Electricians | 27.33 | 27.96 | 2015 | https://www.bls.gov/oes/tables.htm
WV | Hourly Wages by Job Type and State | Electricians | 25.57 | 24.9 | 2015 | https://www.bls.gov/oes/tables.htm
WY | Hourly Wages by Job Type and State | Electricians | 28 | 27.64 | 2015 | https://www.bls.gov/oes/tables.htm
AK | Hourly Wages by Job Type and State | Construction Laborers | 21.52 | 20.41 | 2014 | https://www.bls.gov/oes/tables.htm
AL | Hourly Wages by Job Type and State | Construction Laborers | 13.24 | 12.77 | 2014 | https://www.bls.gov/oes/tables.htm
AR | Hourly Wages by Job Type and State | Construction Laborers | 11.78 | 11.38 | 2014 | https://www.bls.gov/oes/tables.htm
AZ | Hourly Wages by Job Type and State | Construction Laborers | 14.65 | 13.85 | 2014 | https://www.bls.gov/oes/tables.htm
CA | Hourly Wages by Job Type and State | Construction Laborers | 20.08 | 18.09 | 2014 | https://www.bls.gov/oes/tables.htm
CO | Hourly Wages by Job Type and State | Construction Laborers | 15.33 | 14.77 | 2014 | https://www.bls.gov/oes/tables.htm
CT | Hourly Wages by Job Type and State | Construction Laborers | 21 | 20.28 | 2014 | https://www.bls.gov/oes/tables.htm
DC | Hourly Wages by Job Type and State | Construction Laborers | 18.65 | 17.52 | 2014 | https://www.bls.gov/oes/tables.htm
DE | Hourly Wages by Job Type and State | Construction Laborers | 15.96 | 15.08 | 2014 | https://www.bls.gov/oes/tables.htm
FL | Hourly Wages by Job Type and State | Construction Laborers | 13.27 | 12.63 | 2014 | https://www.bls.gov/oes/tables.htm
GA | Hourly Wages by Job Type and State | Construction Laborers | 12.99 | 11.97 | 2014 | https://www.bls.gov/oes/tables.htm
GU | Hourly Wages by Job Type and State | Construction Laborers | 10.68 | 10.46 | 2014 | https://www.bls.gov/oes/tables.htm
HI | Hourly Wages by Job Type and State | Construction Laborers | 24.33 | 22.83 | 2014 | https://www.bls.gov/oes/tables.htm
IA | Hourly Wages by Job Type and State | Construction Laborers | 15.75 | 15.16 | 2014 | https://www.bls.gov/oes/tables.htm
ID | Hourly Wages by Job Type and State | Construction Laborers | 14.18 | 13.27 | 2014 | https://www.bls.gov/oes/tables.htm
IL | Hourly Wages by Job Type and State | Construction Laborers | 24.82 | 23.76 | 2014 | https://www.bls.gov/oes/tables.htm
IN | Hourly Wages by Job Type and State | Construction Laborers | 19.51 | 18.45 | 2014 | https://www.bls.gov/oes/tables.htm
KS | Hourly Wages by Job Type and State | Construction Laborers | 15.66 | 14.5 | 2014 | https://www.bls.gov/oes/tables.htm
KY | Hourly Wages by Job Type and State | Construction Laborers | 16.97 | 16.05 | 2014 | https://www.bls.gov/oes/tables.htm
LA | Hourly Wages by Job Type and State | Construction Laborers | 14.38 | 13.63 | 2014 | https://www.bls.gov/oes/tables.htm
MA | Hourly Wages by Job Type and State | Construction Laborers | 23.59 | 22.01 | 2014 | https://www.bls.gov/oes/tables.htm
MD | Hourly Wages by Job Type and State | Construction Laborers | 14.96 | 14.68 | 2014 | https://www.bls.gov/oes/tables.htm
ME | Hourly Wages by Job Type and State | Construction Laborers | 14.35 | 13.83 | 2014 | https://www.bls.gov/oes/tables.htm
MI | Hourly Wages by Job Type and State | Construction Laborers | 17.75 | 16.89 | 2014 | https://www.bls.gov/oes/tables.htm
MN | Hourly Wages by Job Type and State | Construction Laborers | 21.11 | 19.72 | 2014 | https://www.bls.gov/oes/tables.htm
MO | Hourly Wages by Job Type and State | Construction Laborers | 19.12 | 17.49 | 2014 | https://www.bls.gov/oes/tables.htm
MS | Hourly Wages by Job Type and State | Construction Laborers | 12.61 | 11.99 | 2014 | https://www.bls.gov/oes/tables.htm
MT | Hourly Wages by Job Type and State | Construction Laborers | 16.29 | 15.58 | 2014 | https://www.bls.gov/oes/tables.htm
NC | Hourly Wages by Job Type and State | Construction Laborers | 12.48 | 12.06 | 2014 | https://www.bls.gov/oes/tables.htm
ND | Hourly Wages by Job Type and State | Construction Laborers | 18.07 | 17.11 | 2014 | https://www.bls.gov/oes/tables.htm
NE | Hourly Wages by Job Type and State | Construction Laborers | 13.64 | 13.22 | 2014 | https://www.bls.gov/oes/tables.htm
NH | Hourly Wages by Job Type and State | Construction Laborers | 15.97 | 15.92 | 2014 | https://www.bls.gov/oes/tables.htm
NJ | Hourly Wages by Job Type and State | Construction Laborers | 23.24 | 21.55 | 2014 | https://www.bls.gov/oes/tables.htm
NM | Hourly Wages by Job Type and State | Construction Laborers | 13.45 | 12.89 | 2014 | https://www.bls.gov/oes/tables.htm
NV | Hourly Wages by Job Type and State | Construction Laborers | 19.94 | 17.62 | 2014 | https://www.bls.gov/oes/tables.htm
NY | Hourly Wages by Job Type and State | Construction Laborers | 23.04 | 18.44 | 2014 | https://www.bls.gov/oes/tables.htm
OH | Hourly Wages by Job Type and State | Construction Laborers | 18.75 | 17.34 | 2014 | https://www.bls.gov/oes/tables.htm
OK | Hourly Wages by Job Type and State | Construction Laborers | 13.73 | 13.37 | 2014 | https://www.bls.gov/oes/tables.htm
OR | Hourly Wages by Job Type and State | Construction Laborers | 17.43 | 16.3 | 2014 | https://www.bls.gov/oes/tables.htm
PA | Hourly Wages by Job Type and State | Construction Laborers | 17.88 | 16.56 | 2014 | https://www.bls.gov/oes/tables.htm
PR | Hourly Wages by Job Type and State | Construction Laborers | 8.63 | 8.55 | 2014 | https://www.bls.gov/oes/tables.htm
RI | Hourly Wages by Job Type and State | Construction Laborers | 18.62 | 16.77 | 2014 | https://www.bls.gov/oes/tables.htm
SC | Hourly Wages by Job Type and State | Construction Laborers | 13.75 | 12.89 | 2014 | https://www.bls.gov/oes/tables.htm
SD | Hourly Wages by Job Type and State | Construction Laborers | 12.96 | 12.67 | 2014 | https://www.bls.gov/oes/tables.htm
TN | Hourly Wages by Job Type and State | Construction Laborers | 13.77 | 13.24 | 2014 | https://www.bls.gov/oes/tables.htm
TX | Hourly Wages by Job Type and State | Construction Laborers | 13.59 | 12.97 | 2014 | https://www.bls.gov/oes/tables.htm
US | Hourly Wages by Job Type and State | Construction Laborers | 16.5498 | 15.5439 | 2014 | https://www.bls.gov/oes/tables.htm
UT | Hourly Wages by Job Type and State | Construction Laborers | 14.27 | 13.85 | 2014 | https://www.bls.gov/oes/tables.htm
VA | Hourly Wages by Job Type and State | Construction Laborers | 13.94 | 13.46 | 2014 | https://www.bls.gov/oes/tables.htm
VI | Hourly Wages by Job Type and State | Construction Laborers | 15.39 | 13.93 | 2014 | https://www.bls.gov/oes/tables.htm
VT | Hourly Wages by Job Type and State | Construction Laborers | 15.59 | 14.86 | 2014 | https://www.bls.gov/oes/tables.htm
WA | Hourly Wages by Job Type and State | Construction Laborers | 20.89 | 18.35 | 2014 | https://www.bls.gov/oes/tables.htm
WI | Hourly Wages by Job Type and State | Construction Laborers | 19.06 | 17.86 | 2014 | https://www.bls.gov/oes/tables.htm
WV | Hourly Wages by Job Type and State | Construction Laborers | 15.2 | 13.24 | 2014 | https://www.bls.gov/oes/tables.htm
WY | Hourly Wages by Job Type and State | Construction Laborers | 15.88 | 15.3 | 2014 | https://www.bls.gov/oes/tables.htm
AK | Hourly Wages by Job Type and State | Electrical Engineers | 53.63 | 52.03 | 2014 | https://www.bls.gov/oes/tables.htm
AL | Hourly Wages by Job Type and State | Electrical Engineers | 44.8 | 43.47 | 2014 | https://www.bls.gov/oes/tables.htm
AR | Hourly Wages by Job Type and State | Electrical Engineers | 37.19 | 36.57 | 2014 | https://www.bls.gov/oes/tables.htm
AZ | Hourly Wages by Job Type and State | Electrical Engineers | 48.18 | 47.6 | 2014 | https://www.bls.gov/oes/tables.htm
CA | Hourly Wages by Job Type and State | Electrical Engineers | 55.16 | 54.21 | 2014 | https://www.bls.gov/oes/tables.htm
CO | Hourly Wages by Job Type and State | Electrical Engineers | 46.8 | 44.86 | 2014 | https://www.bls.gov/oes/tables.htm
CT | Hourly Wages by Job Type and State | Electrical Engineers | 43.46 | 42.55 | 2014 | https://www.bls.gov/oes/tables.htm
DC | Hourly Wages by Job Type and State | Electrical Engineers | 49.64 | 47.56 | 2014 | https://www.bls.gov/oes/tables.htm
DE | Hourly Wages by Job Type and State | Electrical Engineers | 45.52 | 44.13 | 2014 | https://www.bls.gov/oes/tables.htm
FL | Hourly Wages by Job Type and State | Electrical Engineers | 42 | 39.73 | 2014 | https://www.bls.gov/oes/tables.htm
GA | Hourly Wages by Job Type and State | Electrical Engineers | 41.86 | 40.99 | 2014 | https://www.bls.gov/oes/tables.htm
GU | Hourly Wages by Job Type and State | Electrical Engineers | 27.48 | 24.53 | 2014 | https://www.bls.gov/oes/tables.htm
HI | Hourly Wages by Job Type and State | Electrical Engineers | 41.35 | 41.26 | 2014 | https://www.bls.gov/oes/tables.htm
IA | Hourly Wages by Job Type and State | Electrical Engineers | 37.08 | 36.21 | 2014 | https://www.bls.gov/oes/tables.htm
ID | Hourly Wages by Job Type and State | Electrical Engineers | 43.99 | 43.95 | 2014 | https://www.bls.gov/oes/tables.htm
IL | Hourly Wages by Job Type and State | Electrical Engineers | 44.84 | 43.84 | 2014 | https://www.bls.gov/oes/tables.htm
IN | Hourly Wages by Job Type and State | Electrical Engineers | 38.41 | 37.48 | 2014 | https://www.bls.gov/oes/tables.htm
KS | Hourly Wages by Job Type and State | Electrical Engineers | 43.62 | 39.47 | 2014 | https://www.bls.gov/oes/tables.htm
KY | Hourly Wages by Job Type and State | Electrical Engineers | 40.17 | 38.68 | 2014 | https://www.bls.gov/oes/tables.htm
LA | Hourly Wages by Job Type and State | Electrical Engineers | 49.18 | 44.69 | 2014 | https://www.bls.gov/oes/tables.htm
MA | Hourly Wages by Job Type and State | Electrical Engineers | 49.84 | 48.21 | 2014 | https://www.bls.gov/oes/tables.htm
MD | Hourly Wages by Job Type and State | Electrical Engineers | 48.44 | 45.42 | 2014 | https://www.bls.gov/oes/tables.htm
ME | Hourly Wages by Job Type and State | Electrical Engineers | 38.42 | 36.11 | 2014 | https://www.bls.gov/oes/tables.htm
MI | Hourly Wages by Job Type and State | Electrical Engineers | 41.29 | 40.77 | 2014 | https://www.bls.gov/oes/tables.htm
MN | Hourly Wages by Job Type and State | Electrical Engineers | 43.94 | 42.01 | 2014 | https://www.bls.gov/oes/tables.htm
MO | Hourly Wages by Job Type and State | Electrical Engineers | 45.16 | 44.94 | 2014 | https://www.bls.gov/oes/tables.htm
MS | Hourly Wages by Job Type and State | Electrical Engineers | 42.34 | 41.26 | 2014 | https://www.bls.gov/oes/tables.htm
MT | Hourly Wages by Job Type and State | Electrical Engineers | 35.65 | 34.28 | 2014 | https://www.bls.gov/oes/tables.htm
NC | Hourly Wages by Job Type and State | Electrical Engineers | 43.14 | 39.91 | 2014 | https://www.bls.gov/oes/tables.htm
ND | Hourly Wages by Job Type and State | Electrical Engineers | 41.93 | 42.13 | 2014 | https://www.bls.gov/oes/tables.htm
NE | Hourly Wages by Job Type and State | Electrical Engineers | 39.68 | 38.01 | 2014 | https://www.bls.gov/oes/tables.htm
NH | Hourly Wages by Job Type and State | Electrical Engineers | 46.54 | 46.53 | 2014 | https://www.bls.gov/oes/tables.htm
NJ | Hourly Wages by Job Type and State | Electrical Engineers | 48.58 | 47.31 | 2014 | https://www.bls.gov/oes/tables.htm
NM | Hourly Wages by Job Type and State | Electrical Engineers | 48.67 | 47.08 | 2014 | https://www.bls.gov/oes/tables.htm
NV | Hourly Wages by Job Type and State | Electrical Engineers | 42.02 | 41.49 | 2014 | https://www.bls.gov/oes/tables.htm
NY | Hourly Wages by Job Type and State | Electrical Engineers | 46.48 | 44.82 | 2014 | https://www.bls.gov/oes/tables.htm
OH | Hourly Wages by Job Type and State | Electrical Engineers | 38.06 | 37.02 | 2014 | https://www.bls.gov/oes/tables.htm
OK | Hourly Wages by Job Type and State | Electrical Engineers | 39.71 | 37.95 | 2014 | https://www.bls.gov/oes/tables.htm
OR | Hourly Wages by Job Type and State | Electrical Engineers | 41.81 | 38.75 | 2014 | https://www.bls.gov/oes/tables.htm
PA | Hourly Wages by Job Type and State | Electrical Engineers | 43.26 | 42.03 | 2014 | https://www.bls.gov/oes/tables.htm
PR | Hourly Wages by Job Type and State | Electrical Engineers | 32.57 | 32.8 | 2014 | https://www.bls.gov/oes/tables.htm
RI | Hourly Wages by Job Type and State | Electrical Engineers | 45.81 | 46.55 | 2014 | https://www.bls.gov/oes/tables.htm
SC | Hourly Wages by Job Type and State | Electrical Engineers | 39.64 | 38.39 | 2014 | https://www.bls.gov/oes/tables.htm
SD | Hourly Wages by Job Type and State | Electrical Engineers | 35.81 | 36.07 | 2014 | https://www.bls.gov/oes/tables.htm
TN | Hourly Wages by Job Type and State | Electrical Engineers | 42.15 | 41.25 | 2014 | https://www.bls.gov/oes/tables.htm
TX | Hourly Wages by Job Type and State | Electrical Engineers | 48.62 | 45.94 | 2014 | https://www.bls.gov/oes/tables.htm
US | Hourly Wages by Job Type and State | Electrical Engineers | 43.0323 | 41.6625 | 2014 | https://www.bls.gov/oes/tables.htm
UT | Hourly Wages by Job Type and State | Electrical Engineers | 42.72 | 41.5 | 2014 | https://www.bls.gov/oes/tables.htm
VA | Hourly Wages by Job Type and State | Electrical Engineers | 46.06 | 43.11 | 2014 | https://www.bls.gov/oes/tables.htm
VT | Hourly Wages by Job Type and State | Electrical Engineers | 42.95 | 38.79 | 2014 | https://www.bls.gov/oes/tables.htm
WA | Hourly Wages by Job Type and State | Electrical Engineers | 49.4 | 48.02 | 2014 | https://www.bls.gov/oes/tables.htm
WI | Hourly Wages by Job Type and State | Electrical Engineers | 38.14 | 37.94 | 2014 | https://www.bls.gov/oes/tables.htm
WV | Hourly Wages by Job Type and State | Electrical Engineers | 40.2 | 40.49 | 2014 | https://www.bls.gov/oes/tables.htm
WY | Hourly Wages by Job Type and State | Electrical Engineers | 37.32 | 37.42 | 2014 | https://www.bls.gov/oes/tables.htm
AK | Hourly Wages by Job Type and State | Electricians | 37.88 | 38.28 | 2014 | https://www.bls.gov/oes/tables.htm
AL | Hourly Wages by Job Type and State | Electricians | 21.36 | 20.69 | 2014 | https://www.bls.gov/oes/tables.htm
AR | Hourly Wages by Job Type and State | Electricians | 20.74 | 20.33 | 2014 | https://www.bls.gov/oes/tables.htm
AZ | Hourly Wages by Job Type and State | Electricians | 22.09 | 20.65 | 2014 | https://www.bls.gov/oes/tables.htm
CA | Hourly Wages by Job Type and State | Electricians | 30.95 | 29.52 | 2014 | https://www.bls.gov/oes/tables.htm
CO | Hourly Wages by Job Type and State | Electricians | 23.19 | 22.52 | 2014 | https://www.bls.gov/oes/tables.htm
CT | Hourly Wages by Job Type and State | Electricians | 27.2 | 26.94 | 2014 | https://www.bls.gov/oes/tables.htm
DC | Hourly Wages by Job Type and State | Electricians | 30.44 | 29.27 | 2014 | https://www.bls.gov/oes/tables.htm
DE | Hourly Wages by Job Type and State | Electricians | 25.46 | 24.22 | 2014 | https://www.bls.gov/oes/tables.htm
FL | Hourly Wages by Job Type and State | Electricians | 20.18 | 18.7 | 2014 | https://www.bls.gov/oes/tables.htm
GA | Hourly Wages by Job Type and State | Electricians | 21.84 | 20.99 | 2014 | https://www.bls.gov/oes/tables.htm
GU | Hourly Wages by Job Type and State | Electricians | 18.83 | 17.87 | 2014 | https://www.bls.gov/oes/tables.htm
HI | Hourly Wages by Job Type and State | Electricians | 30.94 | 30.47 | 2014 | https://www.bls.gov/oes/tables.htm
IA | Hourly Wages by Job Type and State | Electricians | 24.77 | 24.02 | 2014 | https://www.bls.gov/oes/tables.htm
ID | Hourly Wages by Job Type and State | Electricians | 21.93 | 21.81 | 2014 | https://www.bls.gov/oes/tables.htm
IL | Hourly Wages by Job Type and State | Electricians | 33.62 | 36.51 | 2014 | https://www.bls.gov/oes/tables.htm
IN | Hourly Wages by Job Type and State | Electricians | 28.13 | 28.28 | 2014 | https://www.bls.gov/oes/tables.htm
KS | Hourly Wages by Job Type and State | Electricians | 24.19 | 23.32 | 2014 | https://www.bls.gov/oes/tables.htm
KY | Hourly Wages by Job Type and State | Electricians | 23.59 | 22.37 | 2014 | https://www.bls.gov/oes/tables.htm
LA | Hourly Wages by Job Type and State | Electricians | 22.72 | 21.75 | 2014 | https://www.bls.gov/oes/tables.htm
MA | Hourly Wages by Job Type and State | Electricians | 30.22 | 29.3 | 2014 | https://www.bls.gov/oes/tables.htm
MD | Hourly Wages by Job Type and State | Electricians | 26.73 | 24.96 | 2014 | https://www.bls.gov/oes/tables.htm
ME | Hourly Wages by Job Type and State | Electricians | 22.61 | 22.75 | 2014 | https://www.bls.gov/oes/tables.htm
MI | Hourly Wages by Job Type and State | Electricians | 28.62 | 28.07 | 2014 | https://www.bls.gov/oes/tables.htm
MN | Hourly Wages by Job Type and State | Electricians | 27.8 | 28.52 | 2014 | https://www.bls.gov/oes/tables.htm
MO | Hourly Wages by Job Type and State | Electricians | 27.55 | 28.79 | 2014 | https://www.bls.gov/oes/tables.htm
MS | Hourly Wages by Job Type and State | Electricians | 21.33 | 21.45 | 2014 | https://www.bls.gov/oes/tables.htm
MT | Hourly Wages by Job Type and State | Electricians | 29.18 | 28.46 | 2014 | https://www.bls.gov/oes/tables.htm
NC | Hourly Wages by Job Type and State | Electricians | 19.5 | 18.5 | 2014 | https://www.bls.gov/oes/tables.htm
ND | Hourly Wages by Job Type and State | Electricians | 27.09 | 26.03 | 2014 | https://www.bls.gov/oes/tables.htm
NE | Hourly Wages by Job Type and State | Electricians | 21.05 | 20.06 | 2014 | https://www.bls.gov/oes/tables.htm
NH | Hourly Wages by Job Type and State | Electricians | 23.1 | 23.71 | 2014 | https://www.bls.gov/oes/tables.htm
NJ | Hourly Wages by Job Type and State | Electricians | 32.49 | 29.15 | 2014 | https://www.bls.gov/oes/tables.htm
NM | Hourly Wages by Job Type and State | Electricians | 23.03 | 21.49 | 2014 | https://www.bls.gov/oes/tables.htm
NV | Hourly Wages by Job Type and State | Electricians | 27.44 | 27.12 | 2014 | https://www.bls.gov/oes/tables.htm
NY | Hourly Wages by Job Type and State | Electricians | 33.57 | 31.18 | 2014 | https://www.bls.gov/oes/tables.htm
OH | Hourly Wages by Job Type and State | Electricians | 24.7 | 24.13 | 2014 | https://www.bls.gov/oes/tables.htm
OK | Hourly Wages by Job Type and State | Electricians | 22.84 | 23.02 | 2014 | https://www.bls.gov/oes/tables.htm
OR | Hourly Wages by Job Type and State | Electricians | 33.02 | 33.34 | 2014 | https://www.bls.gov/oes/tables.htm
PA | Hourly Wages by Job Type and State | Electricians | 27.46 | 25.53 | 2014 | https://www.bls.gov/oes/tables.htm
PR | Hourly Wages by Job Type and State | Electricians | 12.72 | 11.18 | 2014 | https://www.bls.gov/oes/tables.htm
RI | Hourly Wages by Job Type and State | Electricians | 24.32 | 23.71 | 2014 | https://www.bls.gov/oes/tables.htm
SC | Hourly Wages by Job Type and State | Electricians | 20.11 | 19.08 | 2014 | https://www.bls.gov/oes/tables.htm
SD | Hourly Wages by Job Type and State | Electricians | 21.28 | 20.96 | 2014 | https://www.bls.gov/oes/tables.htm
TN | Hourly Wages by Job Type and State | Electricians | 22.45 | 22.5 | 2014 | https://www.bls.gov/oes/tables.htm
TX | Hourly Wages by Job Type and State | Electricians | 21.7 | 20.85 | 2014 | https://www.bls.gov/oes/tables.htm
US | Hourly Wages by Job Type and State | Electricians | 25.2178 | 24.6013 | 2014 | https://www.bls.gov/oes/tables.htm
UT | Hourly Wages by Job Type and State | Electricians | 22.84 | 22.45 | 2014 | https://www.bls.gov/oes/tables.htm
VA | Hourly Wages by Job Type and State | Electricians | 23.01 | 22.3 | 2014 | https://www.bls.gov/oes/tables.htm
VI | Hourly Wages by Job Type and State | Electricians | 21.15 | 19.65 | 2014 | https://www.bls.gov/oes/tables.htm
VT | Hourly Wages by Job Type and State | Electricians | 21.63 | 21.28 | 2014 | https://www.bls.gov/oes/tables.htm
WA | Hourly Wages by Job Type and State | Electricians | 31.54 | 31 | 2014 | https://www.bls.gov/oes/tables.htm
WI | Hourly Wages by Job Type and State | Electricians | 26.58 | 26.95 | 2014 | https://www.bls.gov/oes/tables.htm
WV | Hourly Wages by Job Type and State | Electricians | 25.57 | 25.31 | 2014 | https://www.bls.gov/oes/tables.htm
WY | Hourly Wages by Job Type and State | Electricians | 27.48 | 27.18 | 2014 | https://www.bls.gov/oes/tables.htm
AK | Hourly Wages by Job Type and State | Construction Laborers | 21.61 | 20.29 | 2013 | https://www.bls.gov/oes/tables.htm
AL | Hourly Wages by Job Type and State | Construction Laborers | 12.8 | 12.16 | 2013 | https://www.bls.gov/oes/tables.htm
AR | Hourly Wages by Job Type and State | Construction Laborers | 12.26 | 11.67 | 2013 | https://www.bls.gov/oes/tables.htm
AZ | Hourly Wages by Job Type and State | Construction Laborers | 13.88 | 13.16 | 2013 | https://www.bls.gov/oes/tables.htm
CA | Hourly Wages by Job Type and State | Construction Laborers | 20.45 | 18.84 | 2013 | https://www.bls.gov/oes/tables.htm
CO | Hourly Wages by Job Type and State | Construction Laborers | 15.12 | 14.53 | 2013 | https://www.bls.gov/oes/tables.htm
CT | Hourly Wages by Job Type and State | Construction Laborers | 20.91 | 20.17 | 2013 | https://www.bls.gov/oes/tables.htm
DC | Hourly Wages by Job Type and State | Construction Laborers | 19.65 | 18.38 | 2013 | https://www.bls.gov/oes/tables.htm
DE | Hourly Wages by Job Type and State | Construction Laborers | 15.29 | 14.03 | 2013 | https://www.bls.gov/oes/tables.htm
FL | Hourly Wages by Job Type and State | Construction Laborers | 13.25 | 12.4 | 2013 | https://www.bls.gov/oes/tables.htm
GA | Hourly Wages by Job Type and State | Construction Laborers | 13.43 | 12.25 | 2013 | https://www.bls.gov/oes/tables.htm
GU | Hourly Wages by Job Type and State | Construction Laborers | 10.16 | 9.77 | 2013 | https://www.bls.gov/oes/tables.htm
HI | Hourly Wages by Job Type and State | Construction Laborers | 23.57 | 22.36 | 2013 | https://www.bls.gov/oes/tables.htm
IA | Hourly Wages by Job Type and State | Construction Laborers | 15.21 | 14.69 | 2013 | https://www.bls.gov/oes/tables.htm
ID | Hourly Wages by Job Type and State | Construction Laborers | 14.67 | 13.56 | 2013 | https://www.bls.gov/oes/tables.htm
IL | Hourly Wages by Job Type and State | Construction Laborers | 23 | 21.17 | 2013 | https://www.bls.gov/oes/tables.htm
IN | Hourly Wages by Job Type and State | Construction Laborers | 19.35 | 17.51 | 2013 | https://www.bls.gov/oes/tables.htm
KS | Hourly Wages by Job Type and State | Construction Laborers | 15.3 | 14.03 | 2013 | https://www.bls.gov/oes/tables.htm
KY | Hourly Wages by Job Type and State | Construction Laborers | 15.97 | 14.46 | 2013 | https://www.bls.gov/oes/tables.htm
LA | Hourly Wages by Job Type and State | Construction Laborers | 13.62 | 12.98 | 2013 | https://www.bls.gov/oes/tables.htm
MA | Hourly Wages by Job Type and State | Construction Laborers | 22.97 | 20.98 | 2013 | https://www.bls.gov/oes/tables.htm
MD | Hourly Wages by Job Type and State | Construction Laborers | 14.25 | 13.87 | 2013 | https://www.bls.gov/oes/tables.htm
ME | Hourly Wages by Job Type and State | Construction Laborers | 14.13 | 13.76 | 2013 | https://www.bls.gov/oes/tables.htm
MI | Hourly Wages by Job Type and State | Construction Laborers | 17.67 | 16.92 | 2013 | https://www.bls.gov/oes/tables.htm
MN | Hourly Wages by Job Type and State | Construction Laborers | 20.92 | 19.36 | 2013 | https://www.bls.gov/oes/tables.htm
MO | Hourly Wages by Job Type and State | Construction Laborers | 19.78 | 18.46 | 2013 | https://www.bls.gov/oes/tables.htm
MS | Hourly Wages by Job Type and State | Construction Laborers | 12.35 | 11.88 | 2013 | https://www.bls.gov/oes/tables.htm
MT | Hourly Wages by Job Type and State | Construction Laborers | 16.17 | 15.82 | 2013 | https://www.bls.gov/oes/tables.htm
NC | Hourly Wages by Job Type and State | Construction Laborers | 12.46 | 11.99 | 2013 | https://www.bls.gov/oes/tables.htm
ND | Hourly Wages by Job Type and State | Construction Laborers | 17.79 | 16.81 | 2013 | https://www.bls.gov/oes/tables.htm
NE | Hourly Wages by Job Type and State | Construction Laborers | 12.81 | 12.41 | 2013 | https://www.bls.gov/oes/tables.htm
NH | Hourly Wages by Job Type and State | Construction Laborers | 15.76 | 15.51 | 2013 | https://www.bls.gov/oes/tables.htm
NJ | Hourly Wages by Job Type and State | Construction Laborers | 22.44 | 21.08 | 2013 | https://www.bls.gov/oes/tables.htm
NM | Hourly Wages by Job Type and State | Construction Laborers | 13.2 | 12.61 | 2013 | https://www.bls.gov/oes/tables.htm
NV | Hourly Wages by Job Type and State | Construction Laborers | 18.52 | 16.27 | 2013 | https://www.bls.gov/oes/tables.htm
NY | Hourly Wages by Job Type and State | Construction Laborers | 23.23 | 18.91 | 2013 | https://www.bls.gov/oes/tables.htm
OH | Hourly Wages by Job Type and State | Construction Laborers | 18.93 | 17.56 | 2013 | https://www.bls.gov/oes/tables.htm
OK | Hourly Wages by Job Type and State | Construction Laborers | 13.39 | 13.14 | 2013 | https://www.bls.gov/oes/tables.htm
OR | Hourly Wages by Job Type and State | Construction Laborers | 17.53 | 16.33 | 2013 | https://www.bls.gov/oes/tables.htm
PA | Hourly Wages by Job Type and State | Construction Laborers | 16.89 | 15.96 | 2013 | https://www.bls.gov/oes/tables.htm
PR | Hourly Wages by Job Type and State | Construction Laborers | 8.45 | 8.47 | 2013 | https://www.bls.gov/oes/tables.htm
RI | Hourly Wages by Job Type and State | Construction Laborers | 19.39 | 19.37 | 2013 | https://www.bls.gov/oes/tables.htm
SC | Hourly Wages by Job Type and State | Construction Laborers | 13.77 | 12.99 | 2013 | https://www.bls.gov/oes/tables.htm
SD | Hourly Wages by Job Type and State | Construction Laborers | 12.73 | 12.37 | 2013 | https://www.bls.gov/oes/tables.htm
TN | Hourly Wages by Job Type and State | Construction Laborers | 13.38 | 12.87 | 2013 | https://www.bls.gov/oes/tables.htm
TX | Hourly Wages by Job Type and State | Construction Laborers | 13.01 | 12.36 | 2013 | https://www.bls.gov/oes/tables.htm
US | Hourly Wages by Job Type and State | Construction Laborers | 16.2835 | 15.2817 | 2013 | https://www.bls.gov/oes/tables.htm
UT | Hourly Wages by Job Type and State | Construction Laborers | 13.97 | 13.63 | 2013 | https://www.bls.gov/oes/tables.htm
VA | Hourly Wages by Job Type and State | Construction Laborers | 13.69 | 13.11 | 2013 | https://www.bls.gov/oes/tables.htm
VI | Hourly Wages by Job Type and State | Construction Laborers | 15.18 | 13.97 | 2013 | https://www.bls.gov/oes/tables.htm
VT | Hourly Wages by Job Type and State | Construction Laborers | 14.88 | 14.48 | 2013 | https://www.bls.gov/oes/tables.htm
WA | Hourly Wages by Job Type and State | Construction Laborers | 19.98 | 17.74 | 2013 | https://www.bls.gov/oes/tables.htm
WI | Hourly Wages by Job Type and State | Construction Laborers | 18.74 | 17.43 | 2013 | https://www.bls.gov/oes/tables.htm
WV | Hourly Wages by Job Type and State | Construction Laborers | 15.84 | 13.43 | 2013 | https://www.bls.gov/oes/tables.htm
WY | Hourly Wages by Job Type and State | Construction Laborers | 15.61 | 14.95 | 2013 | https://www.bls.gov/oes/tables.htm
AK | Hourly Wages by Job Type and State | Electrical Engineers | 51.56 | 50 | 2013 | https://www.bls.gov/oes/tables.htm
AL | Hourly Wages by Job Type and State | Electrical Engineers | 43.77 | 41.96 | 2013 | https://www.bls.gov/oes/tables.htm
AR | Hourly Wages by Job Type and State | Electrical Engineers | 35.97 | 35.21 | 2013 | https://www.bls.gov/oes/tables.htm
AZ | Hourly Wages by Job Type and State | Electrical Engineers | 45.65 | 45.31 | 2013 | https://www.bls.gov/oes/tables.htm
CA | Hourly Wages by Job Type and State | Electrical Engineers | 53.9 | 52.82 | 2013 | https://www.bls.gov/oes/tables.htm
CO | Hourly Wages by Job Type and State | Electrical Engineers | 43.4 | 41.83 | 2013 | https://www.bls.gov/oes/tables.htm
CT | Hourly Wages by Job Type and State | Electrical Engineers | 42.57 | 41.34 | 2013 | https://www.bls.gov/oes/tables.htm
DC | Hourly Wages by Job Type and State | Electrical Engineers | 52.02 | 49.38 | 2013 | https://www.bls.gov/oes/tables.htm
DE | Hourly Wages by Job Type and State | Electrical Engineers | 44.48 | 43.44 | 2013 | https://www.bls.gov/oes/tables.htm
FL | Hourly Wages by Job Type and State | Electrical Engineers | 40.52 | 38.98 | 2013 | https://www.bls.gov/oes/tables.htm
GA | Hourly Wages by Job Type and State | Electrical Engineers | 41.23 | 39.93 | 2013 | https://www.bls.gov/oes/tables.htm
GU | Hourly Wages by Job Type and State | Electrical Engineers | 35.8 | 35.19 | 2013 | https://www.bls.gov/oes/tables.htm
HI | Hourly Wages by Job Type and State | Electrical Engineers | 40.32 | 40.14 | 2013 | https://www.bls.gov/oes/tables.htm
IA | Hourly Wages by Job Type and State | Electrical Engineers | 35.75 | 35.3 | 2013 | https://www.bls.gov/oes/tables.htm
ID | Hourly Wages by Job Type and State | Electrical Engineers | 43.95 | 43.41 | 2013 | https://www.bls.gov/oes/tables.htm
IL | Hourly Wages by Job Type and State | Electrical Engineers | 42.48 | 40.98 | 2013 | https://www.bls.gov/oes/tables.htm
IN | Hourly Wages by Job Type and State | Electrical Engineers | 38.71 | 37.68 | 2013 | https://www.bls.gov/oes/tables.htm
KS | Hourly Wages by Job Type and State | Electrical Engineers | 40.31 | 40.02 | 2013 | https://www.bls.gov/oes/tables.htm
KY | Hourly Wages by Job Type and State | Electrical Engineers | 39.7 | 38.29 | 2013 | https://www.bls.gov/oes/tables.htm
LA | Hourly Wages by Job Type and State | Electrical Engineers | 47.78 | 43.67 | 2013 | https://www.bls.gov/oes/tables.htm
MA | Hourly Wages by Job Type and State | Electrical Engineers | 49.17 | 47.65 | 2013 | https://www.bls.gov/oes/tables.htm
MD | Hourly Wages by Job Type and State | Electrical Engineers | 47.46 | 44.45 | 2013 | https://www.bls.gov/oes/tables.htm
ME | Hourly Wages by Job Type and State | Electrical Engineers | 38.6 | 35.75 | 2013 | https://www.bls.gov/oes/tables.htm
MI | Hourly Wages by Job Type and State | Electrical Engineers | 41.45 | 39.58 | 2013 | https://www.bls.gov/oes/tables.htm
MN | Hourly Wages by Job Type and State | Electrical Engineers | 42.91 | 40.51 | 2013 | https://www.bls.gov/oes/tables.htm
MO | Hourly Wages by Job Type and State | Electrical Engineers | 42.55 | 42.09 | 2013 | https://www.bls.gov/oes/tables.htm
MS | Hourly Wages by Job Type and State | Electrical Engineers | 39.41 | 38.48 | 2013 | https://www.bls.gov/oes/tables.htm
MT | Hourly Wages by Job Type and State | Electrical Engineers | 35.59 | 33.72 | 2013 | https://www.bls.gov/oes/tables.htm
NC | Hourly Wages by Job Type and State | Electrical Engineers | 42.06 | 39.04 | 2013 | https://www.bls.gov/oes/tables.htm
ND | Hourly Wages by Job Type and State | Electrical Engineers | 39.06 | 38.49 | 2013 | https://www.bls.gov/oes/tables.htm
NE | Hourly Wages by Job Type and State | Electrical Engineers | 38.31 | 38.02 | 2013 | https://www.bls.gov/oes/tables.htm
NH | Hourly Wages by Job Type and State | Electrical Engineers | 46.91 | 46.59 | 2013 | https://www.bls.gov/oes/tables.htm
NJ | Hourly Wages by Job Type and State | Electrical Engineers | 46 | 44.98 | 2013 | https://www.bls.gov/oes/tables.htm
NM | Hourly Wages by Job Type and State | Electrical Engineers | 46.72 | 45.27 | 2013 | https://www.bls.gov/oes/tables.htm
NV | Hourly Wages by Job Type and State | Electrical Engineers | 40.51 | 39.49 | 2013 | https://www.bls.gov/oes/tables.htm
NY | Hourly Wages by Job Type and State | Electrical Engineers | 45.68 | 44.49 | 2013 | https://www.bls.gov/oes/tables.htm
OH | Hourly Wages by Job Type and State | Electrical Engineers | 37.39 | 36.73 | 2013 | https://www.bls.gov/oes/tables.htm
OK | Hourly Wages by Job Type and State | Electrical Engineers | 37.51 | 35.84 | 2013 | https://www.bls.gov/oes/tables.htm
OR | Hourly Wages by Job Type and State | Electrical Engineers | 40.06 | 38.5 | 2013 | https://www.bls.gov/oes/tables.htm
PA | Hourly Wages by Job Type and State | Electrical Engineers | 42.74 | 40.85 | 2013 | https://www.bls.gov/oes/tables.htm
PR | Hourly Wages by Job Type and State | Electrical Engineers | 30.37 | 30.4 | 2013 | https://www.bls.gov/oes/tables.htm
RI | Hourly Wages by Job Type and State | Electrical Engineers | 45.78 | 47.56 | 2013 | https://www.bls.gov/oes/tables.htm
SC | Hourly Wages by Job Type and State | Electrical Engineers | 38.62 | 37.17 | 2013 | https://www.bls.gov/oes/tables.htm
SD | Hourly Wages by Job Type and State | Electrical Engineers | 35.23 | 35.09 | 2013 | https://www.bls.gov/oes/tables.htm
TN | Hourly Wages by Job Type and State | Electrical Engineers | 41.95 | 40.94 | 2013 | https://www.bls.gov/oes/tables.htm
TX | Hourly Wages by Job Type and State | Electrical Engineers | 47.13 | 44.11 | 2013 | https://www.bls.gov/oes/tables.htm
US | Hourly Wages by Job Type and State | Electrical Engineers | 42.0257 | 40.7436 | 2013 | https://www.bls.gov/oes/tables.htm
UT | Hourly Wages by Job Type and State | Electrical Engineers | 43.72 | 42.05 | 2013 | https://www.bls.gov/oes/tables.htm
VA | Hourly Wages by Job Type and State | Electrical Engineers | 45.56 | 42.95 | 2013 | https://www.bls.gov/oes/tables.htm
VT | Hourly Wages by Job Type and State | Electrical Engineers | 40.72 | 36.42 | 2013 | https://www.bls.gov/oes/tables.htm
WA | Hourly Wages by Job Type and State | Electrical Engineers | 47.25 | 46.22 | 2013 | https://www.bls.gov/oes/tables.htm
WI | Hourly Wages by Job Type and State | Electrical Engineers | 36.77 | 36.56 | 2013 | https://www.bls.gov/oes/tables.htm
WV | Hourly Wages by Job Type and State | Electrical Engineers | 39.83 | 39.32 | 2013 | https://www.bls.gov/oes/tables.htm
WY | Hourly Wages by Job Type and State | Electrical Engineers | 34.47 | 35.22 | 2013 | https://www.bls.gov/oes/tables.htm
AK | Hourly Wages by Job Type and State | Electricians | 35.96 | 37.2 | 2013 | https://www.bls.gov/oes/tables.htm
AL | Hourly Wages by Job Type and State | Electricians | 20.77 | 20.32 | 2013 | https://www.bls.gov/oes/tables.htm
AR | Hourly Wages by Job Type and State | Electricians | 20.42 | 20.18 | 2013 | https://www.bls.gov/oes/tables.htm
AZ | Hourly Wages by Job Type and State | Electricians | 21.35 | 20.28 | 2013 | https://www.bls.gov/oes/tables.htm
CA | Hourly Wages by Job Type and State | Electricians | 30.6 | 29.31 | 2013 | https://www.bls.gov/oes/tables.htm
CO | Hourly Wages by Job Type and State | Electricians | 23.52 | 23.1 | 2013 | https://www.bls.gov/oes/tables.htm
CT | Hourly Wages by Job Type and State | Electricians | 27.55 | 26.88 | 2013 | https://www.bls.gov/oes/tables.htm
DC | Hourly Wages by Job Type and State | Electricians | 31.04 | 29.66 | 2013 | https://www.bls.gov/oes/tables.htm
DE | Hourly Wages by Job Type and State | Electricians | 26.56 | 25.94 | 2013 | https://www.bls.gov/oes/tables.htm
FL | Hourly Wages by Job Type and State | Electricians | 19.17 | 18.21 | 2013 | https://www.bls.gov/oes/tables.htm
GA | Hourly Wages by Job Type and State | Electricians | 21.76 | 20.45 | 2013 | https://www.bls.gov/oes/tables.htm
GU | Hourly Wages by Job Type and State | Electricians | 19.24 | 17.67 | 2013 | https://www.bls.gov/oes/tables.htm
HI | Hourly Wages by Job Type and State | Electricians | 30.88 | 30.22 | 2013 | https://www.bls.gov/oes/tables.htm
IA | Hourly Wages by Job Type and State | Electricians | 24.2 | 23.92 | 2013 | https://www.bls.gov/oes/tables.htm
ID | Hourly Wages by Job Type and State | Electricians | 21.14 | 21.21 | 2013 | https://www.bls.gov/oes/tables.htm
IL | Hourly Wages by Job Type and State | Electricians | 33.19 | 35.67 | 2013 | https://www.bls.gov/oes/tables.htm
IN | Hourly Wages by Job Type and State | Electricians | 28.42 | 29 | 2013 | https://www.bls.gov/oes/tables.htm
KS | Hourly Wages by Job Type and State | Electricians | 23.29 | 22.74 | 2013 | https://www.bls.gov/oes/tables.htm
KY | Hourly Wages by Job Type and State | Electricians | 22.93 | 21.82 | 2013 | https://www.bls.gov/oes/tables.htm
LA | Hourly Wages by Job Type and State | Electricians | 22.35 | 21.52 | 2013 | https://www.bls.gov/oes/tables.htm
MA | Hourly Wages by Job Type and State | Electricians | 29.97 | 28.85 | 2013 | https://www.bls.gov/oes/tables.htm
MD | Hourly Wages by Job Type and State | Electricians | 26.79 | 25.52 | 2013 | https://www.bls.gov/oes/tables.htm
ME | Hourly Wages by Job Type and State | Electricians | 21.28 | 21.3 | 2013 | https://www.bls.gov/oes/tables.htm
MI | Hourly Wages by Job Type and State | Electricians | 27.89 | 27.28 | 2013 | https://www.bls.gov/oes/tables.htm
MN | Hourly Wages by Job Type and State | Electricians | 27.26 | 28.3 | 2013 | https://www.bls.gov/oes/tables.htm
MO | Hourly Wages by Job Type and State | Electricians | 26.43 | 27.43 | 2013 | https://www.bls.gov/oes/tables.htm
MS | Hourly Wages by Job Type and State | Electricians | 21.17 | 21.09 | 2013 | https://www.bls.gov/oes/tables.htm
MT | Hourly Wages by Job Type and State | Electricians | 27.03 | 27.63 | 2013 | https://www.bls.gov/oes/tables.htm
NC | Hourly Wages by Job Type and State | Electricians | 19.18 | 18.15 | 2013 | https://www.bls.gov/oes/tables.htm
ND | Hourly Wages by Job Type and State | Electricians | 25.8 | 25.15 | 2013 | https://www.bls.gov/oes/tables.htm
NE | Hourly Wages by Job Type and State | Electricians | 20.7 | 20.07 | 2013 | https://www.bls.gov/oes/tables.htm
NH | Hourly Wages by Job Type and State | Electricians | 23.25 | 23.83 | 2013 | https://www.bls.gov/oes/tables.htm
NJ | Hourly Wages by Job Type and State | Electricians | 31.62 | 28.02 | 2013 | https://www.bls.gov/oes/tables.htm
NM | Hourly Wages by Job Type and State | Electricians | 22.71 | 21.07 | 2013 | https://www.bls.gov/oes/tables.htm
NV | Hourly Wages by Job Type and State | Electricians | 27.11 | 26.29 | 2013 | https://www.bls.gov/oes/tables.htm
NY | Hourly Wages by Job Type and State | Electricians | 33.92 | 31.91 | 2013 | https://www.bls.gov/oes/tables.htm
OH | Hourly Wages by Job Type and State | Electricians | 24.27 | 23.87 | 2013 | https://www.bls.gov/oes/tables.htm
OK | Hourly Wages by Job Type and State | Electricians | 21.75 | 21.86 | 2013 | https://www.bls.gov/oes/tables.htm
OR | Hourly Wages by Job Type and State | Electricians | 32.63 | 33.11 | 2013 | https://www.bls.gov/oes/tables.htm
PA | Hourly Wages by Job Type and State | Electricians | 25.96 | 24.07 | 2013 | https://www.bls.gov/oes/tables.htm
PR | Hourly Wages by Job Type and State | Electricians | 12.36 | 11.08 | 2013 | https://www.bls.gov/oes/tables.htm
RI | Hourly Wages by Job Type and State | Electricians | 26.53 | 26.6 | 2013 | https://www.bls.gov/oes/tables.htm
SC | Hourly Wages by Job Type and State | Electricians | 19.24 | 18.16 | 2013 | https://www.bls.gov/oes/tables.htm
SD | Hourly Wages by Job Type and State | Electricians | 20.57 | 19.94 | 2013 | https://www.bls.gov/oes/tables.htm
TN | Hourly Wages by Job Type and State | Electricians | 21.58 | 21.41 | 2013 | https://www.bls.gov/oes/tables.htm
TX | Hourly Wages by Job Type and State | Electricians | 21.21 | 20.68 | 2013 | https://www.bls.gov/oes/tables.htm
US | Hourly Wages by Job Type and State | Electricians | 24.7631 | 24.2341 | 2013 | https://www.bls.gov/oes/tables.htm
UT | Hourly Wages by Job Type and State | Electricians | 22.62 | 22.28 | 2013 | https://www.bls.gov/oes/tables.htm
VA | Hourly Wages by Job Type and State | Electricians | 22.21 | 21.55 | 2013 | https://www.bls.gov/oes/tables.htm
VI | Hourly Wages by Job Type and State | Electricians | 22.43 | 19.09 | 2013 | https://www.bls.gov/oes/tables.htm
VT | Hourly Wages by Job Type and State | Electricians | 20.04 | 19.74 | 2013 | https://www.bls.gov/oes/tables.htm
WA | Hourly Wages by Job Type and State | Electricians | 30.12 | 29.71 | 2013 | https://www.bls.gov/oes/tables.htm
WI | Hourly Wages by Job Type and State | Electricians | 25.77 | 26.3 | 2013 | https://www.bls.gov/oes/tables.htm
WV | Hourly Wages by Job Type and State | Electricians | 25.65 | 26.14 | 2013 | https://www.bls.gov/oes/tables.htm
WY | Hourly Wages by Job Type and State | Electricians | 25.82 | 25.86 | 2013 | https://www.bls.gov/oes/tables.htm
AK | Hourly Wages by Job Type and State | Construction Laborers | 21.89 | 20.73 | 2012 | https://www.bls.gov/oes/tables.htm
AL | Hourly Wages by Job Type and State | Construction Laborers | 12.57 | 11.84 | 2012 | https://www.bls.gov/oes/tables.htm
AR | Hourly Wages by Job Type and State | Construction Laborers | 11.77 | 11.06 | 2012 | https://www.bls.gov/oes/tables.htm
AZ | Hourly Wages by Job Type and State | Construction Laborers | 13.98 | 13.28 | 2012 | https://www.bls.gov/oes/tables.htm
CA | Hourly Wages by Job Type and State | Construction Laborers | 20.57 | 19.03 | 2012 | https://www.bls.gov/oes/tables.htm
CO | Hourly Wages by Job Type and State | Construction Laborers | 15.24 | 14.82 | 2012 | https://www.bls.gov/oes/tables.htm
CT | Hourly Wages by Job Type and State | Construction Laborers | 21.79 | 21.5 | 2012 | https://www.bls.gov/oes/tables.htm
DC | Hourly Wages by Job Type and State | Construction Laborers | 20.4 | 19.18 | 2012 | https://www.bls.gov/oes/tables.htm
DE | Hourly Wages by Job Type and State | Construction Laborers | 15.65 | 14.1 | 2012 | https://www.bls.gov/oes/tables.htm
FL | Hourly Wages by Job Type and State | Construction Laborers | 13.09 | 12.29 | 2012 | https://www.bls.gov/oes/tables.htm
GA | Hourly Wages by Job Type and State | Construction Laborers | 14.04 | 12.93 | 2012 | https://www.bls.gov/oes/tables.htm
GU | Hourly Wages by Job Type and State | Construction Laborers | 9.7 | 9.22 | 2012 | https://www.bls.gov/oes/tables.htm
HI | Hourly Wages by Job Type and State | Construction Laborers | 24.76 | 24.94 | 2012 | https://www.bls.gov/oes/tables.htm
IA | Hourly Wages by Job Type and State | Construction Laborers | 14.93 | 14.49 | 2012 | https://www.bls.gov/oes/tables.htm
ID | Hourly Wages by Job Type and State | Construction Laborers | 14.47 | 13.5 | 2012 | https://www.bls.gov/oes/tables.htm
IL | Hourly Wages by Job Type and State | Construction Laborers | 19.09 | 15.71 | 2012 | https://www.bls.gov/oes/tables.htm
IN | Hourly Wages by Job Type and State | Construction Laborers | 17.87 | 16.92 | 2012 | https://www.bls.gov/oes/tables.htm
KS | Hourly Wages by Job Type and State | Construction Laborers | 14.68 | 13.44 | 2012 | https://www.bls.gov/oes/tables.htm
KY | Hourly Wages by Job Type and State | Construction Laborers | 14.81 | 13.42 | 2012 | https://www.bls.gov/oes/tables.htm
LA | Hourly Wages by Job Type and State | Construction Laborers | 13.38 | 12.44 | 2012 | https://www.bls.gov/oes/tables.htm
MA | Hourly Wages by Job Type and State | Construction Laborers | 23.26 | 21.64 | 2012 | https://www.bls.gov/oes/tables.htm
MD | Hourly Wages by Job Type and State | Construction Laborers | 14.14 | 13.66 | 2012 | https://www.bls.gov/oes/tables.htm
ME | Hourly Wages by Job Type and State | Construction Laborers | 13.99 | 13.63 | 2012 | https://www.bls.gov/oes/tables.htm
MI | Hourly Wages by Job Type and State | Construction Laborers | 17.54 | 16.69 | 2012 | https://www.bls.gov/oes/tables.htm
MN | Hourly Wages by Job Type and State | Construction Laborers | 20.29 | 18.91 | 2012 | https://www.bls.gov/oes/tables.htm
MO | Hourly Wages by Job Type and State | Construction Laborers | 19.55 | 18.54 | 2012 | https://www.bls.gov/oes/tables.htm
MS | Hourly Wages by Job Type and State | Construction Laborers | 12.25 | 11.62 | 2012 | https://www.bls.gov/oes/tables.htm
MT | Hourly Wages by Job Type and State | Construction Laborers | 16.56 | 15.78 | 2012 | https://www.bls.gov/oes/tables.htm
NC | Hourly Wages by Job Type and State | Construction Laborers | 12.35 | 11.84 | 2012 | https://www.bls.gov/oes/tables.htm
ND | Hourly Wages by Job Type and State | Construction Laborers | 15.33 | 14.9 | 2012 | https://www.bls.gov/oes/tables.htm
NE | Hourly Wages by Job Type and State | Construction Laborers | 12.18 | 11.51 | 2012 | https://www.bls.gov/oes/tables.htm
NH | Hourly Wages by Job Type and State | Construction Laborers | 15.72 | 15.54 | 2012 | https://www.bls.gov/oes/tables.htm
NJ | Hourly Wages by Job Type and State | Construction Laborers | 22.83 | 21.89 | 2012 | https://www.bls.gov/oes/tables.htm
NM | Hourly Wages by Job Type and State | Construction Laborers | 13.17 | 12.68 | 2012 | https://www.bls.gov/oes/tables.htm
NV | Hourly Wages by Job Type and State | Construction Laborers | 18.03 | 16.54 | 2012 | https://www.bls.gov/oes/tables.htm
NY | Hourly Wages by Job Type and State | Construction Laborers | 23.73 | 19.88 | 2012 | https://www.bls.gov/oes/tables.htm
OH | Hourly Wages by Job Type and State | Construction Laborers | 18.6 | 17.15 | 2012 | https://www.bls.gov/oes/tables.htm
OK | Hourly Wages by Job Type and State | Construction Laborers | 13.12 | 12.71 | 2012 | https://www.bls.gov/oes/tables.htm
OR | Hourly Wages by Job Type and State | Construction Laborers | 17.51 | 16.48 | 2012 | https://www.bls.gov/oes/tables.htm
PA | Hourly Wages by Job Type and State | Construction Laborers | 17.05 | 16.19 | 2012 | https://www.bls.gov/oes/tables.htm
PR | Hourly Wages by Job Type and State | Construction Laborers | 8.5 | 8.5 | 2012 | https://www.bls.gov/oes/tables.htm
RI | Hourly Wages by Job Type and State | Construction Laborers | 20.7 | 21.15 | 2012 | https://www.bls.gov/oes/tables.htm
SC | Hourly Wages by Job Type and State | Construction Laborers | 13.64 | 12.78 | 2012 | https://www.bls.gov/oes/tables.htm
SD | Hourly Wages by Job Type and State | Construction Laborers | 12.4 | 12.13 | 2012 | https://www.bls.gov/oes/tables.htm
TN | Hourly Wages by Job Type and State | Construction Laborers | 13.07 | 12.53 | 2012 | https://www.bls.gov/oes/tables.htm
TX | Hourly Wages by Job Type and State | Construction Laborers | 12.55 | 11.89 | 2012 | https://www.bls.gov/oes/tables.htm
US | Hourly Wages by Job Type and State | Construction Laborers | 16.1289 | 15.2036 | 2012 | https://www.bls.gov/oes/tables.htm
UT | Hourly Wages by Job Type and State | Construction Laborers | 13.8 | 13.51 | 2012 | https://www.bls.gov/oes/tables.htm
VA | Hourly Wages by Job Type and State | Construction Laborers | 13.61 | 12.9 | 2012 | https://www.bls.gov/oes/tables.htm
VI | Hourly Wages by Job Type and State | Construction Laborers | * | * | 2012 | https://www.bls.gov/oes/tables.htm
VT | Hourly Wages by Job Type and State | Construction Laborers | 14.84 | 14.42 | 2012 | https://www.bls.gov/oes/tables.htm
WA | Hourly Wages by Job Type and State | Construction Laborers | 20.14 | 17.7 | 2012 | https://www.bls.gov/oes/tables.htm
WI | Hourly Wages by Job Type and State | Construction Laborers | 18.6 | 17.6 | 2012 | https://www.bls.gov/oes/tables.htm
WV | Hourly Wages by Job Type and State | Construction Laborers | 16.58 | 13.77 | 2012 | https://www.bls.gov/oes/tables.htm
WY | Hourly Wages by Job Type and State | Construction Laborers | 14.52 | 14.29 | 2012 | https://www.bls.gov/oes/tables.htm
AK | Hourly Wages by Job Type and State | Electrical Engineers | 50.17 | 46.93 | 2012 | https://www.bls.gov/oes/tables.htm
AL | Hourly Wages by Job Type and State | Electrical Engineers | 43.19 | 41.18 | 2012 | https://www.bls.gov/oes/tables.htm
AR | Hourly Wages by Job Type and State | Electrical Engineers | 34.66 | 33.79 | 2012 | https://www.bls.gov/oes/tables.htm
AZ | Hourly Wages by Job Type and State | Electrical Engineers | 46.83 | 45.86 | 2012 | https://www.bls.gov/oes/tables.htm
CA | Hourly Wages by Job Type and State | Electrical Engineers | 51.57 | 50.53 | 2012 | https://www.bls.gov/oes/tables.htm
CO | Hourly Wages by Job Type and State | Electrical Engineers | 44.18 | 41.37 | 2012 | https://www.bls.gov/oes/tables.htm
CT | Hourly Wages by Job Type and State | Electrical Engineers | 41.91 | 40.59 | 2012 | https://www.bls.gov/oes/tables.htm
DC | Hourly Wages by Job Type and State | Electrical Engineers | 50.02 | 48.59 | 2012 | https://www.bls.gov/oes/tables.htm
DE | Hourly Wages by Job Type and State | Electrical Engineers | 44.48 | 43.44 | 2012 | https://www.bls.gov/oes/tables.htm
FL | Hourly Wages by Job Type and State | Electrical Engineers | 41.15 | 39.58 | 2012 | https://www.bls.gov/oes/tables.htm
GA | Hourly Wages by Job Type and State | Electrical Engineers | 40.52 | 40.03 | 2012 | https://www.bls.gov/oes/tables.htm
GU | Hourly Wages by Job Type and State | Electrical Engineers | 34.23 | 32.36 | 2012 | https://www.bls.gov/oes/tables.htm
HI | Hourly Wages by Job Type and State | Electrical Engineers | 39.88 | 40.19 | 2012 | https://www.bls.gov/oes/tables.htm
IA | Hourly Wages by Job Type and State | Electrical Engineers | 37.17 | 35.67 | 2012 | https://www.bls.gov/oes/tables.htm
ID | Hourly Wages by Job Type and State | Electrical Engineers | 46.02 | 45.24 | 2012 | https://www.bls.gov/oes/tables.htm
IL | Hourly Wages by Job Type and State | Electrical Engineers | 42.25 | 40.4 | 2012 | https://www.bls.gov/oes/tables.htm
IN | Hourly Wages by Job Type and State | Electrical Engineers | 39.11 | 38.16 | 2012 | https://www.bls.gov/oes/tables.htm
KS | Hourly Wages by Job Type and State | Electrical Engineers | 40.13 | 39.56 | 2012 | https://www.bls.gov/oes/tables.htm
KY | Hourly Wages by Job Type and State | Electrical Engineers | 38 | 36.3 | 2012 | https://www.bls.gov/oes/tables.htm
LA | Hourly Wages by Job Type and State | Electrical Engineers | 45.02 | 43.22 | 2012 | https://www.bls.gov/oes/tables.htm
MA | Hourly Wages by Job Type and State | Electrical Engineers | 48.92 | 47.24 | 2012 | https://www.bls.gov/oes/tables.htm
MD | Hourly Wages by Job Type and State | Electrical Engineers | 46.35 | 43.79 | 2012 | https://www.bls.gov/oes/tables.htm
ME | Hourly Wages by Job Type and State | Electrical Engineers | 38.02 | 34.84 | 2012 | https://www.bls.gov/oes/tables.htm
MI | Hourly Wages by Job Type and State | Electrical Engineers | 39.56 | 38.16 | 2012 | https://www.bls.gov/oes/tables.htm
MN | Hourly Wages by Job Type and State | Electrical Engineers | 41.78 | 39.98 | 2012 | https://www.bls.gov/oes/tables.htm
MO | Hourly Wages by Job Type and State | Electrical Engineers | 42.04 | 41.79 | 2012 | https://www.bls.gov/oes/tables.htm
MS | Hourly Wages by Job Type and State | Electrical Engineers | 38.28 | 36.8 | 2012 | https://www.bls.gov/oes/tables.htm
MT | Hourly Wages by Job Type and State | Electrical Engineers | 34.84 | 33.36 | 2012 | https://www.bls.gov/oes/tables.htm
NC | Hourly Wages by Job Type and State | Electrical Engineers | 41.65 | 39.02 | 2012 | https://www.bls.gov/oes/tables.htm
ND | Hourly Wages by Job Type and State | Electrical Engineers | 37.89 | 36.43 | 2012 | https://www.bls.gov/oes/tables.htm
NE | Hourly Wages by Job Type and State | Electrical Engineers | 38.45 | 38.67 | 2012 | https://www.bls.gov/oes/tables.htm
NH | Hourly Wages by Job Type and State | Electrical Engineers | 46.14 | 46.07 | 2012 | https://www.bls.gov/oes/tables.htm
NJ | Hourly Wages by Job Type and State | Electrical Engineers | 43.96 | 43.1 | 2012 | https://www.bls.gov/oes/tables.htm
NM | Hourly Wages by Job Type and State | Electrical Engineers | 42.98 | 40.82 | 2012 | https://www.bls.gov/oes/tables.htm
NV | Hourly Wages by Job Type and State | Electrical Engineers | 42.16 | 41.31 | 2012 | https://www.bls.gov/oes/tables.htm
NY | Hourly Wages by Job Type and State | Electrical Engineers | 44.53 | 43.21 | 2012 | https://www.bls.gov/oes/tables.htm
OH | Hourly Wages by Job Type and State | Electrical Engineers | 37.6 | 37.01 | 2012 | https://www.bls.gov/oes/tables.htm
OK | Hourly Wages by Job Type and State | Electrical Engineers | 35.49 | 34.27 | 2012 | https://www.bls.gov/oes/tables.htm
OR | Hourly Wages by Job Type and State | Electrical Engineers | 43.96 | 42.62 | 2012 | https://www.bls.gov/oes/tables.htm
PA | Hourly Wages by Job Type and State | Electrical Engineers | 41.36 | 39.07 | 2012 | https://www.bls.gov/oes/tables.htm
PR | Hourly Wages by Job Type and State | Electrical Engineers | 30.95 | 31.43 | 2012 | https://www.bls.gov/oes/tables.htm
RI | Hourly Wages by Job Type and State | Electrical Engineers | 47 | 47.78 | 2012 | https://www.bls.gov/oes/tables.htm
SC | Hourly Wages by Job Type and State | Electrical Engineers | 39.12 | 37.77 | 2012 | https://www.bls.gov/oes/tables.htm
SD | Hourly Wages by Job Type and State | Electrical Engineers | 35.78 | 35.44 | 2012 | https://www.bls.gov/oes/tables.htm
TN | Hourly Wages by Job Type and State | Electrical Engineers | 41.57 | 41.45 | 2012 | https://www.bls.gov/oes/tables.htm
TX | Hourly Wages by Job Type and State | Electrical Engineers | 45.48 | 42.23 | 2012 | https://www.bls.gov/oes/tables.htm
US | Hourly Wages by Job Type and State | Electrical Engineers | 41.3996 | 40.1629 | 2012 | https://www.bls.gov/oes/tables.htm
UT | Hourly Wages by Job Type and State | Electrical Engineers | 41.15 | 40.63 | 2012 | https://www.bls.gov/oes/tables.htm
VA | Hourly Wages by Job Type and State | Electrical Engineers | 45.58 | 43.36 | 2012 | https://www.bls.gov/oes/tables.htm
VT | Hourly Wages by Job Type and State | Electrical Engineers | 39.55 | 37.66 | 2012 | https://www.bls.gov/oes/tables.htm
WA | Hourly Wages by Job Type and State | Electrical Engineers | 45.17 | 44.46 | 2012 | https://www.bls.gov/oes/tables.htm
WI | Hourly Wages by Job Type and State | Electrical Engineers | 37.14 | 36.13 | 2012 | https://www.bls.gov/oes/tables.htm
WV | Hourly Wages by Job Type and State | Electrical Engineers | 39.13 | 39.47 | 2012 | https://www.bls.gov/oes/tables.htm
WY | Hourly Wages by Job Type and State | Electrical Engineers | 33.19 | 33.55 | 2012 | https://www.bls.gov/oes/tables.htm
AK | Hourly Wages by Job Type and State | Electricians | 35.71 | 36.69 | 2012 | https://www.bls.gov/oes/tables.htm
AL | Hourly Wages by Job Type and State | Electricians | 20.19 | 19.57 | 2012 | https://www.bls.gov/oes/tables.htm
AR | Hourly Wages by Job Type and State | Electricians | 19.92 | 19.73 | 2012 | https://www.bls.gov/oes/tables.htm
AZ | Hourly Wages by Job Type and State | Electricians | 20.23 | 19.23 | 2012 | https://www.bls.gov/oes/tables.htm
CA | Hourly Wages by Job Type and State | Electricians | 30.69 | 29.44 | 2012 | https://www.bls.gov/oes/tables.htm
CO | Hourly Wages by Job Type and State | Electricians | 23.85 | 23.61 | 2012 | https://www.bls.gov/oes/tables.htm
CT | Hourly Wages by Job Type and State | Electricians | 27.76 | 26.78 | 2012 | https://www.bls.gov/oes/tables.htm
DC | Hourly Wages by Job Type and State | Electricians | 30.79 | 30.66 | 2012 | https://www.bls.gov/oes/tables.htm
DE | Hourly Wages by Job Type and State | Electricians | 26.27 | 25.98 | 2012 | https://www.bls.gov/oes/tables.htm
FL | Hourly Wages by Job Type and State | Electricians | 19.19 | 18.07 | 2012 | https://www.bls.gov/oes/tables.htm
GA | Hourly Wages by Job Type and State | Electricians | 21.57 | 20.15 | 2012 | https://www.bls.gov/oes/tables.htm
GU | Hourly Wages by Job Type and State | Electricians | 16.59 | 16.37 | 2012 | https://www.bls.gov/oes/tables.htm
HI | Hourly Wages by Job Type and State | Electricians | 32.32 | 32.15 | 2012 | https://www.bls.gov/oes/tables.htm
IA | Hourly Wages by Job Type and State | Electricians | 23.3 | 22.23 | 2012 | https://www.bls.gov/oes/tables.htm
ID | Hourly Wages by Job Type and State | Electricians | 21.12 | 22.06 | 2012 | https://www.bls.gov/oes/tables.htm
IL | Hourly Wages by Job Type and State | Electricians | 33.68 | 35.15 | 2012 | https://www.bls.gov/oes/tables.htm
IN | Hourly Wages by Job Type and State | Electricians | 27.31 | 27.45 | 2012 | https://www.bls.gov/oes/tables.htm
KS | Hourly Wages by Job Type and State | Electricians | 23.23 | 23.22 | 2012 | https://www.bls.gov/oes/tables.htm
KY | Hourly Wages by Job Type and State | Electricians | 22.59 | 21.95 | 2012 | https://www.bls.gov/oes/tables.htm
LA | Hourly Wages by Job Type and State | Electricians | 22.21 | 21.22 | 2012 | https://www.bls.gov/oes/tables.htm
MA | Hourly Wages by Job Type and State | Electricians | 29.87 | 28.57 | 2012 | https://www.bls.gov/oes/tables.htm
MD | Hourly Wages by Job Type and State | Electricians | 26.15 | 25.04 | 2012 | https://www.bls.gov/oes/tables.htm
ME | Hourly Wages by Job Type and State | Electricians | 21.6 | 21.3 | 2012 | https://www.bls.gov/oes/tables.htm
MI | Hourly Wages by Job Type and State | Electricians | 26.7 | 27.23 | 2012 | https://www.bls.gov/oes/tables.htm
MN | Hourly Wages by Job Type and State | Electricians | 28.85 | 30.07 | 2012 | https://www.bls.gov/oes/tables.htm
MO | Hourly Wages by Job Type and State | Electricians | 26.62 | 27.18 | 2012 | https://www.bls.gov/oes/tables.htm
MS | Hourly Wages by Job Type and State | Electricians | 21.16 | 21.21 | 2012 | https://www.bls.gov/oes/tables.htm
MT | Hourly Wages by Job Type and State | Electricians | 25.83 | 26.02 | 2012 | https://www.bls.gov/oes/tables.htm
NC | Hourly Wages by Job Type and State | Electricians | 19.16 | 18.34 | 2012 | https://www.bls.gov/oes/tables.htm
ND | Hourly Wages by Job Type and State | Electricians | 24.09 | 24.2 | 2012 | https://www.bls.gov/oes/tables.htm
NE | Hourly Wages by Job Type and State | Electricians | 21.66 | 20.74 | 2012 | https://www.bls.gov/oes/tables.htm
NH | Hourly Wages by Job Type and State | Electricians | 23.18 | 23.53 | 2012 | https://www.bls.gov/oes/tables.htm
NJ | Hourly Wages by Job Type and State | Electricians | 31.41 | 28.46 | 2012 | https://www.bls.gov/oes/tables.htm
NM | Hourly Wages by Job Type and State | Electricians | 22.58 | 21.54 | 2012 | https://www.bls.gov/oes/tables.htm
NV | Hourly Wages by Job Type and State | Electricians | 29.16 | 28.11 | 2012 | https://www.bls.gov/oes/tables.htm
NY | Hourly Wages by Job Type and State | Electricians | 33.93 | 31.26 | 2012 | https://www.bls.gov/oes/tables.htm
OH | Hourly Wages by Job Type and State | Electricians | 24.05 | 23.76 | 2012 | https://www.bls.gov/oes/tables.htm
OK | Hourly Wages by Job Type and State | Electricians | 21.04 | 20.9 | 2012 | https://www.bls.gov/oes/tables.htm
OR | Hourly Wages by Job Type and State | Electricians | 32.85 | 33.54 | 2012 | https://www.bls.gov/oes/tables.htm
PA | Hourly Wages by Job Type and State | Electricians | 25.62 | 23.7 | 2012 | https://www.bls.gov/oes/tables.htm
PR | Hourly Wages by Job Type and State | Electricians | 11.67 | 10.95 | 2012 | https://www.bls.gov/oes/tables.htm
RI | Hourly Wages by Job Type and State | Electricians | 24.63 | 22.38 | 2012 | https://www.bls.gov/oes/tables.htm
SC | Hourly Wages by Job Type and State | Electricians | 19.39 | 18.5 | 2012 | https://www.bls.gov/oes/tables.htm
SD | Hourly Wages by Job Type and State | Electricians | 20.5 | 19.92 | 2012 | https://www.bls.gov/oes/tables.htm
TN | Hourly Wages by Job Type and State | Electricians | 20.6 | 20.3 | 2012 | https://www.bls.gov/oes/tables.htm
TX | Hourly Wages by Job Type and State | Electricians | 20.79 | 20.15 | 2012 | https://www.bls.gov/oes/tables.htm
US | Hourly Wages by Job Type and State | Electricians | 24.5678 | 24.0698 | 2012 | https://www.bls.gov/oes/tables.htm
UT | Hourly Wages by Job Type and State | Electricians | 22.82 | 21.81 | 2012 | https://www.bls.gov/oes/tables.htm
VA | Hourly Wages by Job Type and State | Electricians | 21.85 | 21.31 | 2012 | https://www.bls.gov/oes/tables.htm
VI | Hourly Wages by Job Type and State | Electricians | 25.29 | 23.96 | 2012 | https://www.bls.gov/oes/tables.htm
VT | Hourly Wages by Job Type and State | Electricians | 19.86 | 19.23 | 2012 | https://www.bls.gov/oes/tables.htm
WA | Hourly Wages by Job Type and State | Electricians | 28.98 | 28.44 | 2012 | https://www.bls.gov/oes/tables.htm
WI | Hourly Wages by Job Type and State | Electricians | 25.63 | 25.6 | 2012 | https://www.bls.gov/oes/tables.htm
WV | Hourly Wages by Job Type and State | Electricians | 24.56 | 24.85 | 2012 | https://www.bls.gov/oes/tables.htm
WY | Hourly Wages by Job Type and State | Electricians | 26.06 | 25.96 | 2012 | https://www.bls.gov/oes/tables.htm

## Sales Taxes All
State | Type | Source | 2012 | 2013 | 2014 | 2015 | 2016 | 2017 | 2018 | 2019 | 2020 | 2021 | 2022
AL | State Sales Tax | https://www.taxpolicycenter.org/statistics/state-sales-tax-rates | 4% | 4% | 4% | 4% | 4% | 4% | 4% | 4% | 4% | 4% | 4%
AK | State Sales Tax | https://www.taxpolicycenter.org/statistics/state-sales-tax-rates | 0% | 0% | 0% | 0% | 0% | 0% | 0% | 0% | 0% | 0% | 0%
AZ | State Sales Tax | https://www.taxpolicycenter.org/statistics/state-sales-tax-rates | 6.6% | 6.6% | 5.6% | 5.6% | 5.6% | 5.6% | 5.6% | 5.6% | 5.6% | 5.6% | 5.6%
AR | State Sales Tax | https://www.taxpolicycenter.org/statistics/state-sales-tax-rates | 6% | 6% | 6.5% | 6.5% | 6.5% | 6.5% | 6.5% | 6.5% | 6.5% | 6.5% | 6.5%
CA | State Sales Tax | https://www.taxpolicycenter.org/statistics/state-sales-tax-rates | 7.25% | 7.5% | 7.5% | 7.5% | 7.5% | 7.25% | 7.25% | 7.25% | 7.25% | 7.25% | 7.25%
CO | State Sales Tax | https://www.taxpolicycenter.org/statistics/state-sales-tax-rates | 2.9% | 2.9% | 2.9% | 2.9% | 2.9% | 2.9% | 2.9% | 2.9% | 2.9% | 2.9% | 2.9%
CT | State Sales Tax | https://www.taxpolicycenter.org/statistics/state-sales-tax-rates | 6.35% | 6.35% | 6.35% | 6.35% | 6.35% | 6.35% | 6.35% | 6.35% | 6.35% | 6.35% | 6.35%
DE | State Sales Tax | https://www.taxpolicycenter.org/statistics/state-sales-tax-rates | 0% | 0% | 0% | 0% | 0% | 0% | 0% | 0% | 0% | 0% | 0%
DC | State Sales Tax | https://www.taxpolicycenter.org/statistics/state-sales-tax-rates | 6% | 6% | 5.75% | 5.75% | 5.75% | 5.75% | 5.75% | 6% | 6% | 6% | 6%
FL | State Sales Tax | https://www.taxpolicycenter.org/statistics/state-sales-tax-rates | 6% | 6% | 6% | 6% | 6% | 6% | 6% | 6% | 6% | 6% | 6%
GA | State Sales Tax | https://www.taxpolicycenter.org/statistics/state-sales-tax-rates | 4% | 4% | 4% | 4% | 4% | 4% | 4% | 4% | 4% | 4% | 4%
HI | State Sales Tax | https://www.taxpolicycenter.org/statistics/state-sales-tax-rates | 4% | 4% | 4% | 4% | 4% | 4% | 4% | 4% | 4% | 4% | 4%
ID | State Sales Tax | https://www.taxpolicycenter.org/statistics/state-sales-tax-rates | 6% | 6% | 6% | 6% | 6% | 6% | 6% | 6% | 6% | 6% | 6%
IL | State Sales Tax | https://www.taxpolicycenter.org/statistics/state-sales-tax-rates | 6.25% | 6.25% | 6.25% | 6.25% | 6.25% | 6.25% | 6.25% | 6.25% | 6.25% | 6.25% | 6.25%
IN | State Sales Tax | https://www.taxpolicycenter.org/statistics/state-sales-tax-rates | 7% | 7% | 7% | 7% | 7% | 7% | 7% | 7% | 7% | 7% | 7%
IA | State Sales Tax | https://www.taxpolicycenter.org/statistics/state-sales-tax-rates | 6% | 6% | 6% | 6% | 6% | 6% | 6% | 6% | 6% | 6% | 6%
KS | State Sales Tax | https://www.taxpolicycenter.org/statistics/state-sales-tax-rates | 6.3% | 6.3% | 6.15% | 6.15% | 6.5% | 6.5% | 6.5% | 6.5% | 6.5% | 6.5% | 6.5%
KY | State Sales Tax | https://www.taxpolicycenter.org/statistics/state-sales-tax-rates | 6% | 6% | 6% | 6% | 6% | 6% | 6% | 6% | 6% | 6% | 6%
LA | State Sales Tax | https://www.taxpolicycenter.org/statistics/state-sales-tax-rates | 4% | 4% | 4% | 4% | 4% | 5% | 5% | 4.45% | 4.45% | 4.45% | 4.45%
ME | State Sales Tax | https://www.taxpolicycenter.org/statistics/state-sales-tax-rates | 5% | 5% | 5.5% | 5.5% | 5.5% | 5.5% | 5.5% | 5.5% | 5.5% | 5.5% | 5.5%
MD | State Sales Tax | https://www.taxpolicycenter.org/statistics/state-sales-tax-rates | 6% | 6% | 6% | 6% | 6% | 6% | 6% | 6% | 6% | 6% | 6%
MA | State Sales Tax | https://www.taxpolicycenter.org/statistics/state-sales-tax-rates | 6.25% | 6.25% | 6.25% | 6.25% | 6.25% | 6.25% | 6.25% | 6.25% | 6.25% | 6.25% | 6.25%
MI | State Sales Tax | https://www.taxpolicycenter.org/statistics/state-sales-tax-rates | 6% | 6% | 6% | 6% | 6% | 6% | 6% | 6% | 6% | 6% | 6%
MN | State Sales Tax | https://www.taxpolicycenter.org/statistics/state-sales-tax-rates | 6.875% | 6.875% | 6.875% | 6.875% | 6.875% | 6.875% | 6.875% | 6.875% | 6.875% | 6.875% | 6.875%
MS | State Sales Tax | https://www.taxpolicycenter.org/statistics/state-sales-tax-rates | 7% | 7% | 7% | 7% | 7% | 7% | 7% | 7% | 7% | 7% | 7%
MO | State Sales Tax | https://www.taxpolicycenter.org/statistics/state-sales-tax-rates | 4.225% | 4.225% | 4.225% | 4.225% | 4.225% | 4.225% | 4.225% | 4.225% | 4.225% | 4.225% | 4.225%
MT | State Sales Tax | https://www.taxpolicycenter.org/statistics/state-sales-tax-rates | 0% | 0% | 0% | 0% | 0% | 0% | 0% | 0% | 0% | 0% | 0%
NE | State Sales Tax | https://www.taxpolicycenter.org/statistics/state-sales-tax-rates | 5.5% | 5.5% | 5.5% | 5.5% | 5.5% | 5.5% | 5.5% | 5.5% | 5.5% | 5.5% | 5.5%
NV | State Sales Tax | https://www.taxpolicycenter.org/statistics/state-sales-tax-rates | 6.85% | 6.85% | 6.85% | 6.85% | 6.85% | 6.85% | 6.85% | 6.85% | 6.85% | 6.85% | 6.85%
NH | State Sales Tax | https://www.taxpolicycenter.org/statistics/state-sales-tax-rates | 0% | 0% | 0% | 0% | 0% | 0% | 0% | 0% | 0% | 0% | 0%
NJ | State Sales Tax | https://www.taxpolicycenter.org/statistics/state-sales-tax-rates | 7% | 7% | 7% | 7% | 7% | 6.875% | 6.625% | 6.625% | 6.625% | 6.625% | 6.625%
NM | State Sales Tax | https://www.taxpolicycenter.org/statistics/state-sales-tax-rates | 5.125% | 5.125% | 5.125% | 5.125% | 5.125% | 5.125% | 5.125% | 5.125% | 5.125% | 5.125% | 5.125%
NY | State Sales Tax | https://www.taxpolicycenter.org/statistics/state-sales-tax-rates | 4% | 4% | 4% | 4% | 4% | 4% | 4% | 4% | 4% | 4% | 4%
NC | State Sales Tax | https://www.taxpolicycenter.org/statistics/state-sales-tax-rates | 4.75% | 4.75% | 4.75% | 4.75% | 4.75% | 4.75% | 4.75% | 4.75% | 4.75% | 4.75% | 4.75%
ND | State Sales Tax | https://www.taxpolicycenter.org/statistics/state-sales-tax-rates | 5% | 5% | 5% | 5% | 5% | 5% | 5% | 5% | 5% | 5% | 5%
OH | State Sales Tax | https://www.taxpolicycenter.org/statistics/state-sales-tax-rates | 5.5% | 5.5% | 5.75% | 5.75% | 5.75% | 5.75% | 5.75% | 5.75% | 5.75% | 5.75% | 5.75%
OK | State Sales Tax | https://www.taxpolicycenter.org/statistics/state-sales-tax-rates | 4.5% | 4.5% | 4.5% | 4.5% | 4.5% | 4.5% | 4.5% | 4.5% | 4.5% | 4.5% | 4.5%
OR | State Sales Tax | https://www.taxpolicycenter.org/statistics/state-sales-tax-rates | 0% | 0% | 0% | 0% | 0% | 0% | 0% | 0% | 0% | 0% | 0%
PA | State Sales Tax | https://www.taxpolicycenter.org/statistics/state-sales-tax-rates | 6% | 6% | 6% | 6% | 6% | 6% | 6% | 6% | 6% | 6% | 6%
RI | State Sales Tax | https://www.taxpolicycenter.org/statistics/state-sales-tax-rates | 7% | 7% | 7% | 7% | 7% | 7% | 7% | 7% | 7% | 7% | 7%
SC | State Sales Tax | https://www.taxpolicycenter.org/statistics/state-sales-tax-rates | 6% | 6% | 6% | 6% | 6% | 6% | 6% | 6% | 6% | 6% | 6%
SD | State Sales Tax | https://www.taxpolicycenter.org/statistics/state-sales-tax-rates | 4% | 4% | 4% | 4% | 4% | 4.5% | 4.5% | 4.5% | 4.5% | 4.5% | 4.5%
TN | State Sales Tax | https://www.taxpolicycenter.org/statistics/state-sales-tax-rates | 7% | 7% | 7% | 7% | 7% | 7% | 7% | 7% | 7% | 7% | 7%
TX | State Sales Tax | https://www.taxpolicycenter.org/statistics/state-sales-tax-rates | 6.25% | 6.25% | 6.25% | 6.25% | 6.25% | 6.25% | 6.25% | 6.25% | 6.25% | 6.25% | 6.25%
UT | State Sales Tax | https://www.taxpolicycenter.org/statistics/state-sales-tax-rates | 5.95% | 5.95% | 5.95% | 5.95% | 5.95% | 5.95% | 5.95% | 5.95% | 6.1% | 6.1% | 6.1%
VT | State Sales Tax | https://www.taxpolicycenter.org/statistics/state-sales-tax-rates | 6% | 6% | 6% | 6% | 6% | 6% | 6% | 6% | 6% | 6% | 6%
VA | State Sales Tax | https://www.taxpolicycenter.org/statistics/state-sales-tax-rates | 5% | 5% | 5.3% | 5.3% | 5.3% | 5.3% | 5.3% | 5.3% | 5.3% | 5.3% | 5.3%
WA | State Sales Tax | https://www.taxpolicycenter.org/statistics/state-sales-tax-rates | 6.5% | 6.5% | 6.5% | 6.5% | 6.5% | 6.5% | 6.5% | 6.5% | 6.5% | 6.5% | 6.5%
WV | State Sales Tax | https://www.taxpolicycenter.org/statistics/state-sales-tax-rates | 6% | 6% | 6% | 6% | 6% | 6% | 6% | 6% | 6% | 6% | 6%
WI | State Sales Tax | https://www.taxpolicycenter.org/statistics/state-sales-tax-rates | 5% | 5% | 5% | 5% | 5% | 5% | 5% | 5% | 5% | 5% | 5%
WY | State Sales Tax | https://www.taxpolicycenter.org/statistics/state-sales-tax-rates | 4% | 4% | 4% | 4% | 4% | 4% | 4% | 4% | 4% | 4% | 4%
|  |  | 14.5698 | 13.3535
|  |  | 12.64 | 11.39
|  |  | 16.92 | 15.66
|  |  | 14.29 | 12.93
|  |  | 12.46 | 11.1
|  |  | 17.46 | 15.68
|  |  | 15.56 | 14.31
|  |  | 17.76 | 16.14
|  |  | 15.11 | 13.92
|  |  | 18.04 | 16.49
|  |  | 13.61 | 12.15
|  |  | 13.09 | 11.88
|  |  | 18.19 | 18.17
|  |  | 13.92 | 12.57
|  |  | 15.35 | 14.1
|  |  | 13.92 | 12.86
|  |  | 14.36 | 13.26
|  |  | 13.85 | 12.68
|  |  | 13.47 | 12.21
|  |  | 11.8 | 10.71
|  |  | 15.34 | 14.2
|  |  | 15.26 | 13.86
|  |  | 18.4 | 17.13
|  |  | 14.35 | 12.88
|  |  | 16.23 | 14.96
|  |  | 11.59 | 10.4
|  |  | 13.92 | 12.35
|  |  | 14.26 | 13.17
|  |  | 14.47 | 13.34
|  |  | 15.71 | 15.77
|  |  | 15.53 | 14.66
|  |  | 16.12 | 14.73
|  |  | 12.84 | 11.68
|  |  | 18.19 | 16.22
|  |  | 13.11 | 12.2
|  |  | 15.83 | 14.73
|  |  | 14.2 | 12.78
|  |  | 12.55 | 11.53
|  |  | 15.79 | 14.51
|  |  | 14.66 | 13.6
|  |  | 16.13 | 14.55
|  |  | 12.59 | 11.43
|  |  | 13.14 | 12.22
|  |  | 12.95 | 11.62
|  |  | 13.1 | 12.06
|  |  | 13.69 | 12.4
|  |  | 16.42 | 15.21
|  |  | 14.04 | 12.72
|  |  | 17.75 | 16.12
|  |  | 13.19 | 11.71
|  |  | 14.43 | 13.3
|  |  | 14.93 | 13.83
|  |  | 10.57 | 9.46
|  |  | 9.77 | 8.99
|  |  | 13.92 | 12.56